## CODICI (hidden)
2016 price list
| Climate |  | INSTRUCTIONS :
| valid from January 1st 2016 |  | If needed change the prices in the grey cells
| Code | Description | Price list 2016 | Price (selected currency)
1 | DP035D22R0 | Stainless steel steam distributor, inlet Ø=22 mm, l = 350 mm | 74.6 | 74.6
2 | DP045D22R0 | Stainless steel steam distributor, inlet Ø=22 mm, l = 450 mm | 85.1 | 85.1
3 | DP060D22R0 | Stainless steel steam distributor, inlet Ø=22 mm, l = 600 mm | 92.5 | 92.5
4 | DP085D22R0 | Stainless steel steam distributor, inlet Ø=22 mm, l = 850 mm | 114.5 | 114.5
5 | DP035D30R0 | Stainless steel steam distributor, inlet Ø=30 mm, l = 350 mm | 85.1 | 85.1
6 | DP045D30R0 | Stainless steel steam distributor, inlet Ø=30 mm, l = 450 mm | 103 | 103
7 | DP060D30R0 | Stainless steel steam distributor, inlet Ø=30 mm, l = 600 mm | 114.5 | 114.5
8 | DP085D30R0 | Stainless steel steam distributor, inlet Ø=30 mm, l = 850 mm | 140.8 | 140.8
9 | DP105D30R0 | Stainless steel steam distributor, inlet Ø=30 mm, l = 1,050 mm | 152.3 | 152.3
10 | DP125D30R0 | Stainless steel steam distributor, inlet Ø=30 mm, l = 1,250 mm | 157.6 | 157.6
11 | DP165D30R0 | Stainless steel steam distributor, inlet Ø=30 mm, l = 1.650 mm | 162.8 | 162.8
12 | DP085D40R0 | Stainless steel steam distributor, inlet Ø=40 mm, l = 850 mm | 200.6 | 200.6
13 | DP105D40R0 | Stainless steel steam distributor, inlet Ø=40 mm, l = 1,050 mm | 216.4 | 216.4
14 | DP125D40R0 | Stainless steel steam distributor, inlet Ø=40 mm, l = 1,250 mm | 227.9 | 227.9
15 | DP165D40R0 | Stainless steel steam distributor, inlet Ø=40 mm, l = 1,650 mm | 271.1 | 271.1
16 | DP205D40R0 | Stainless steel steam distributor, inlet Ø=40 mm, l = 2,050 mm | 324.7 | 324.7
17 | DP030D22RU | Stainless steel steam distributor, inlet Ø=22 mm, l = 300 mm | 74.6 | 74.6
18 | DP030D30RU | Stainless steel steam distributor, inlet Ø=30 mm, l = 300 mm | 85.1 | 85.1
19 | DP045D30RU | Stainless steel steam distributor, inlet Ø=30 mm, l = 450 mm | 103 | 103
20 | DP060D30RU | Stainless steel steam distributor, inlet Ø=30 mm, l = 600 mm | 114.5 | 114.5
21 | DP060D40RU | Stainless steel steam distributor, inlet Ø=40 mm, l = 600 mm | 162.8 | 162.8
22 | SDPOEM0012 | SDP OEM: steam injection nozzle up to 3 kg/h | 32.5 | 32.5
23 | SDPOEM0022 | SDP OEM: steam injection nozzle from 3 to 15 kg/h | 32.5 | 32.5
24 | SDPOEM0000 | SDP OEM: customizable steam injection nozzle | 32.5 | 32.5
25 | UEKY000000 | ‘Y’ connector for steam hoses (from 1x Ø=40 mm to 2x Ø=30 mm) | 131.5 | 131.5
26 | UEKY40X400 | ‘Y’ connector for steam hoses (from 1x Ø=40 mm to 2x Ø=40 mm) | 136.9 | 136.9
27 | 1312360AXX | Steam hose with steel spring Ø=22 mm (per metre) | 30.8 | 30.8
28 | 1312365AXX | Steam hose with steel spring Ø=30 mm (per meter) | 38.2 | 38.2
29 | 1312367AXX | Steam hose with steel spring Ø=40 mm (per metre) | 57.3 | 57.3
30 | FWH3415003 | Water fill hose l = 1.5 m with 3/4” fitting | 16 | 16
31 | FWH3430003 | Water fill hose l = 3 m with 3/4” fitting | 23.4 | 23.4
32 | FWHDCV0003 | Water fill hose with dual-check valve (included from UE065 to UE130) | 41.4 | 41.4
33 | 1312353APG | SFC 006: condensate drain hose Ø=7 mm (per metre) | 6.4 | 6.4
34 | 1312368AXX | condensate drain hose Ø=10 mm (per metre) | 8.4 | 8.4
35 | DPWC112000 | Active wall mounting sensor: Temperature (-10T60 °C) and humidity (10 to 90% rH) | 99 | 99
36 | DPPC112000 | Active sensor for industrial environments: Temperature (-20T70 °C) and humidity (10 to 90% rH) | 164.5 | 164.5
37 | DPPC212000 | Active sensor for industrial environments: Temperature (-20T70 °C) and humidity (0 to 100% rH) | 257 | 257
38 | DPDC112000 | Active sensor for ducts: Temperature (-20T70 °C) and humidity (10 to 90% rH) | 164.5 | 164.5
39 | DPDC212000 | Active sensor for ducts: Temperature (-20T70 °C) and humidity (0 to 100% rH) | 257 | 257
40 | ASET030001 | Temperature probe (-30T90 °C) for universal use | 75.5 | 75.5
41 | UE001YD001 | humiSteam Basic 1,5 kg/h, 230V 1~, ON/OFF or proportional, disposable cylinder | 903 | 903
42 | UE001YDC01 | humiSteam Basic 1,5 kg/h, 230V 1~, ON/OFF or proportional, cleanable cylinder | 946 | 946
43 | UE001YU001 | humiSteam Basic 1,5 kg/h, 208V 1~, ON/OFF or proportional, disposable cylinder | 903 | 903
44 | UE001YUC01 | humiSteam Basic 1,5 kg/h, 208V 1~, ON/OFF or proportional, cleanable cylinder | 946 | 946
45 | UE003YD001 | humiSteam Basic 3 kg/h, 230V 1~, ON/OFF or proportional, disposable cylinder | 1029 | 1029
46 | UE003YDC01 | humiSteam Basic 3 kg/h, 230V 1~, ON/OFF or proportional, cleanable cylinder | 1067 | 1067
47 | UE003YK001 | humiSteam Basic 3 kg/h, 230V 3~, ON/OFF or proportional, disposable cylinder | 1030 | 1030
48 | UE003YKC01 | humiSteam Basic 3 kg/h, 230V 3~, ON/OFF or proportional, cleanable cylinder | 1060 | 1060
49 | UE003YL001 | humiSteam Basic 3 kg/h, 400V 3~, ON/OFF or proportional, disposable cylinder | 1029 | 1029
50 | UE003YLC01 | humiSteam Basic 3 kg/h, 400V 3~, ON/OFF or proportional, cleanable cylinder | 1060 | 1060
51 | UE003YM001 | humiSteam Basic 3 kg/h, 460V 3~, ON/OFF or proportional, disposable cylinder | 1030 | 1030
52 | UE003YMC01 | humiSteam Basic 3 kg/h, 460V 3~, ON/OFF or proportional, cleanable cylinder | 1060 | 1060
53 | UE003YU001 | humiSteam Basic 3 kg/h, 208V 1~, ON/OFF or proportional, disposable cylinder | 1030 | 1030
54 | UE003YUC01 | humiSteam Basic 3 kg/h, 208V 1~, ON/OFF or proportional, cleanable cylinder | 1067 | 1067
55 | UE003YW001 | humiSteam Basic 3 kg/h, 208V 3~, ON/OFF or proportional, disposable cylinder | 1030 | 1030
56 | UE003YWC01 | humiSteam Basic 3 kg/h, 208V 3~, ON/OFF or proportional, cleanable cylinder | 1060 | 1060
57 | UE005YD001 | humiSteam Basic 5 kg/h, 230V 1~, ON/OFF or proportional, disposable cylinder | 1137 | 1137
58 | UE005YDC01 | humiSteam Basic 5 kg/h, 230V 1~, ON/OFF or proportional, cleanable cylinder | 1202 | 1202
59 | UE005YK001 | humiSteam Basic 5 kg/h, 230V 3~, ON/OFF or proportional, disposable cylinder | 1138 | 1138
60 | UE005YKC01 | humiSteam Basic 5 kg/h, 230V 3~, ON/OFF or proportional, cleanable cylinder | 1169 | 1169
61 | UE005YL001 | humiSteam Basic 5 kg/h, 400V 3~, ON/OFF or proportional, disposable cylinder | 1137 | 1137
62 | UE005YLC01 | humiSteam Basic 5 kg/h, 400V 3~, ON/OFF or proportional, cleanable cylinder | 1168 | 1168
63 | UE005YM001 | humiSteam Basic 5 kg/h, 460V 3~, ON/OFF or proportional, disposable cylinder | 1138 | 1138
64 | UE005YMC01 | humiSteam Basic 5 kg/h, 460V 3~, ON/OFF or proportional, cleanable cylinder | 1168 | 1168
65 | UE005YN001 | humiSteam Basic 5 kg/h, 575V 3~, ON/OFF or proportional, disposable cylinder | 1138 | 1138
66 | UE005YNC01 | humiSteam Basic 5 kg/h, 575V 3~, ON/OFF or proportional, cleanable cylinder | 1168 | 1168
67 | UE005YU001 | humiSteam Basic 5 kg/h, 208V 1~, ON/OFF or proportional, disposable cylinder | 1138 | 1138
68 | UE005YUC01 | humiSteam Basic 5 kg/h, 208V 1~, ON/OFF or proportional, cleanable cylinder | 1202 | 1202
69 | UE005YW001 | humiSteam Basic 5 kg/h, 208V 3~, ON/OFF or proportional, disposable cylinder | 1138 | 1138
70 | UE005YWC01 | humiSteam Basic 5 kg/h, 208V 3~, ON/OFF or proportional, cleanable cylinder | 1168 | 1168
71 | UE008YK001 | humiSteam Basic 8 kg/h, 230V 3~, ON/OFF or proportional, disposable cylinder | 1217 | 1217
72 | UE008YKC01 | humiSteam Basic 8 kg/h, 230V 3~, ON/OFF or proportional, cleanable cylinder | 1270 | 1270
73 | UE008YL001 | humiSteam Basic 8 kg/h, 400V 3~, ON/OFF or proportional, disposable cylinder | 1216 | 1216
74 | UE008YLC01 | humiSteam Basic 8 kg/h, 400V 3~, ON/OFF or proportional, cleanable cylinder | 1270 | 1270
75 | UE008YM001 | humiSteam Basic 8 kg/h, 460V 3~, ON/OFF or proportional, disposable cylinder | 1217 | 1217
76 | UE008YMC01 | humiSteam Basic 8 kg/h, 460V 3~, ON/OFF or proportional, cleanable cylinder | 1270 | 1270
77 | UE008YN001 | humiSteam Basic 8 kg/h, 575V 3~, ON/OFF or proportional, disposable cylinder | 1217 | 1217
78 | UE008YNC01 | humiSteam Basic 8 kg/h, 575V 3~, ON/OFF or proportional, cleanable cylinder | 1270 | 1270
79 | UE008YW001 | humiSteam Basic 8 kg/h, 208V 3~, ON/OFF or proportional, disposable cylinder | 1217 | 1217
80 | UE008YWC01 | humiSteam Basic 8 kg/h, 208V 3~, ON/OFF or proportional, cleanable cylinder | 1270 | 1270
81 | UE009YD001 | humiSteam Basic 9 kg/h, 230V 1~, ON/OFF or proportional, disposable cylinder | 1276 | 1276
82 | UE009YDC01 | humiSteam Basic 9 kg/h, 230V 1~, ON/OFF or proportional, cleanable cylinder | 1341 | 1341
83 | UE009YU001 | humiSteam Basic 9 kg/h, 208V 1~, ON/OFF or proportional, disposable cylinder | 1276 | 1276
84 | UE009YUC01 | humiSteam Basic 9 kg/h, 208V 1~, ON/OFF or proportional, cleanable cylinder | 1341 | 1341
85 | UE010YK001 | humiSteam Basic 10 kg/h, 230V 3~, ON/OFF or proportional, disposable cylinder | 1251 | 1251
86 | UE010YKC01 | humiSteam Basic 10 kg/h, 230V 3~, ON/OFF or proportional, cleanable cylinder | 1336 | 1336
87 | UE010YL001 | humiSteam Basic 10 kg/h, 400V 3~, ON/OFF or proportional, disposable cylinder | 1250 | 1250
88 | UE010YLC01 | humiSteam Basic 10 kg/h, 400V 3~, ON/OFF or proportional, cleanable cylinder | 1336 | 1336
89 | UE010YM001 | humiSteam Basic 10 kg/h, 460V 3~, ON/OFF or proportional, disposable cylinder | 1251 | 1251
90 | UE010YMC01 | humiSteam Basic 10 kg/h, 460V 3~, ON/OFF or proportional, cleanable cylinder | 1336 | 1336
91 | UE010YN001 | humiSteam Basic 10 kg/h, 575V 3~, ON/OFF or proportional, disposable cylinder | 1251 | 1251
92 | UE010YNC01 | humiSteam Basic 10 kg/h, 575V 3~, ON/OFF or proportional, cleanable cylinder | 1336 | 1336
93 | UE010YW001 | humiSteam Basic 10 kg/h, 208V 3~, ON/OFF or proportional, disposable cylinder | 1251 | 1251
94 | UE010YWC01 | humiSteam Basic 10 kg/h, 208V 3~, ON/OFF or proportional, cleanable cylinder | 1336 | 1336
95 | UE015YK001 | humiSteam Basic 15 kg/h, 230V 3~, ON/OFF or proportional, disposable cylinder | 1293 | 1293
96 | UE015YKC01 | humiSteam Basic 15 kg/h, 230V 3~, ON/OFF or proportional, cleanable cylinder | 1377 | 1377
97 | UE015YL001 | humiSteam Basic 15 kg/h, 400V 3~, ON/OFF or proportional, disposable cylinder | 1293 | 1293
98 | UE015YLC01 | humiSteam Basic 15 kg/h, 400V 3~, ON/OFF or proportional, cleanable cylinder | 1377 | 1377
99 | UE015YM001 | humiSteam Basic 15 kg/h, 460V 3~, ON/OFF or proportional, disposable cylinder | 1293 | 1293
100 | UE015YMC01 | humiSteam Basic 15 kg/h, 460V 3~, ON/OFF or proportional, cleanable cylinder | 1377 | 1377
101 | UE015YN001 | humiSteam Basic 15 kg/h, 575V 3~, ON/OFF or proportional, disposable cylinder | 1293 | 1293
102 | UE015YNC01 | humiSteam Basic 15 kg/h, 575V 3~, ON/OFF or proportional, cleanable cylinder | 1377 | 1377
103 | UE015YW001 | humiSteam Basic 15 kg/h, 208V 3~, ON/OFF or proportional, disposable cylinder | 1293 | 1293
104 | UE015YWC01 | humiSteam Basic 15 kg/h, 208V 3~, ON/OFF or proportional, cleanable cylinder | 1377 | 1377
105 | UE018YL001 | humiSteam Basic 18 kg/h, 400V 3~, ON/OFF or proportional, disposable cylinder | 1330 | 1330
106 | UE018YLC01 | humiSteam Basic 18 kg/h, 400V 3~, ON/OFF or proportional, cleanable cylinder | 1395 | 1395
107 | UE018YM001 | humiSteam Basic 18 kg/h, 460V 3~, ON/OFF or proportional, disposable cylinder | 1330 | 1330
108 | UE018YMC01 | humiSteam Basic 18 kg/h, 460V 3~, ON/OFF or proportional, cleanable cylinder | 1395 | 1395
109 | UE018YN001 | humiSteam Basic 18 kg/h, 575V 3~, ON/OFF or proportional, disposable cylinder | 1330 | 1330
110 | UE018YNC01 | humiSteam Basic 18 kg/h, 575V 3~, ON/OFF or proportional, cleanable cylinder | 1395 | 1395
111 | UE025YK001 | humiSteam Basic 25 kg/h, 230V 3~, ON/OFF or proportional, disposable cylinder | 1727 | 1727
112 | UE025YKC01 | humiSteam Basic 25 kg/h, 230V 3~, ON/OFF or proportional, cleanable cylinder | 1804 | 1804
113 | UE025YL001 | humiSteam Basic 25 kg/h, 400V 3~, ON/OFF or proportional, disposable cylinder | 1727 | 1727
114 | UE025YLC01 | humiSteam Basic 25 kg/h, 400V 3~, ON/OFF or proportional, cleanable cylinder | 1804 | 1804
115 | UE025YM001 | humiSteam Basic 25 kg/h, 460V 3~, ON/OFF or proportional, disposable cylinder | 1727 | 1727
116 | UE025YMC01 | humiSteam Basic 25 kg/h, 460V 3~, ON/OFF or proportional, cleanable cylinder | 1804 | 1804
117 | UE025YN001 | humiSteam Basic 25 kg/h, 575V 3~, ON/OFF or proportional, disposable cylinder | 1727 | 1727
118 | UE025YNC01 | humiSteam Basic 25 kg/h, 575V 3~, ON/OFF or proportional, cleanable cylinder | 1804 | 1804
119 | UE025YW001 | humiSteam Basic 25 kg/h, 208V 3~, ON/OFF or proportional, disposable cylinder | 1727 | 1727
120 | UE025YWC01 | humiSteam Basic 25 kg/h, 208V 3~, ON/OFF or proportional, cleanable cylinder | 1804 | 1804
121 | UE035YK001 | humiSteam Basic 35 kg/h, 230V 3~, ON/OFF or proportional, disposable cylinder | 1979 | 1979
122 | UE035YKC01 | humiSteam Basic 35 kg/h, 230V 3~, ON/OFF or proportional, cleanable cylinder | 2047 | 2047
123 | UE035YL001 | humiSteam Basic 35 kg/h, 400V 3~, ON/OFF or proportional, disposable cylinder | 1979 | 1979
124 | UE035YLC01 | humiSteam Basic 35 kg/h, 400V 3~, ON/OFF or proportional, cleanable cylinder | 2047 | 2047
125 | UE035YM001 | humiSteam Basic 35 kg/h, 460V 3~, ON/OFF or proportional, disposable cylinder | 1979 | 1979
126 | UE035YMC01 | humiSteam Basic 35 kg/h, 460V 3~, ON/OFF or proportional, cleanable cylinder | 2047 | 2047
127 | UE035YN001 | humiSteam Basic 35 kg/h, 575V 3~, ON/OFF or proportional, disposable cylinder | 1979 | 1979
128 | UE035YNC01 | humiSteam Basic 35 kg/h, 575V 3~, ON/OFF or proportional, cleanable cylinder | 2047 | 2047
129 | UE035YW001 | humiSteam Basic 35 kg/h, 208V 3~, ON/OFF or proportional, disposable cylinder | 1979 | 1979
130 | UE035YWC01 | humiSteam Basic 35 kg/h, 208V 3~, ON/OFF or proportional, cleanable cylinder | 2047 | 2047
131 | UE045YK001 | humiSteam Basic 45 kg/h, 230V 3~, ON/OFF or proportional, disposable cylinder | 2163 | 2163
132 | UE045YKC01 | humiSteam Basic 45 kg/h, 230V 3~, ON/OFF or proportional, cleanable cylinder | 2232 | 2232
133 | UE045YL001 | humiSteam Basic 45 kg/h, 400V 3~, ON/OFF or proportional, disposable cylinder | 2162 | 2162
134 | UE045YLC01 | humiSteam Basic 45 kg/h, 400V 3~, ON/OFF or proportional, cleanable cylinder | 2231 | 2231
135 | UE045YM001 | humiSteam Basic 45 kg/h, 460V 3~, ON/OFF or proportional, disposable cylinder | 2163 | 2163
136 | UE045YMC01 | humiSteam Basic 45 kg/h, 460V 3~, ON/OFF or proportional, cleanable cylinder | 2232 | 2232
137 | UE045YN001 | humiSteam Basic 45 kg/h, 575V 3~, ON/OFF or proportional, disposable cylinder | 2163 | 2163
138 | UE045YNC01 | humiSteam Basic 45 kg/h, 575V 3~, ON/OFF or proportional, cleanable cylinder | 2232 | 2232
139 | UE045YW001 | humiSteam Basic 45 kg/h, 208V 3~, ON/OFF or proportional, disposable cylinder | 2163 | 2163
140 | UE045YWC01 | humiSteam Basic 45 kg/h, 208V 3~, ON/OFF or proportional, cleanable cylinder | 2232 | 2232
141 | UE065YL001 | humiSteam Basic 65 kg/h, 400V 3~, ON/OFF or proportional, disposable cylinder | 2609 | 2609
142 | UE065YLC01 | humiSteam Basic 65 kg/h, 400V 3~, ON/OFF or proportional, cleanable cylinder | 2754 | 2754
143 | UE065YM001 | humiSteam Basic 65 kg/h, 460V 3~, ON/OFF or proportional, disposable cylinder | 2609 | 2609
144 | UE065YMC01 | humiSteam Basic 65 kg/h, 460V 3~, ON/OFF or proportional, cleanable cylinder | 2754 | 2754
145 | UE065YN001 | humiSteam Basic 65 kg/h, 575V 3~, ON/OFF or proportional, disposable cylinder | 2609 | 2609
146 | UE065YNC01 | humiSteam Basic 65 kg/h, 575V 3~, ON/OFF or proportional, cleanable cylinder | 2754 | 2754
147 | UE001XD001 | humiSteam X-plus 1,5 kg/h, 230Vac 1~, with regulation, disposable cylinder | 1063 | 1063
148 | UE001XDC01 | humiSteam X-plus 1,5 kg/h, 230Vac 1~, with regulation, cleanable cylinder | 1101 | 1101
149 | UE001XU001 | humiSteam X-plus 1,5 kg/h, 208Vac 1~, with regulation, disposable cylinder | 1063 | 1063
150 | UE001XUC01 | humiSteam X-plus 1,5 kg/h, 208Vac 1~, with regulation, cleanable cylinder | 1101 | 1101
151 | UE003XD001 | humiSteam X-plus 3 kg/h, 230Vac 1~, with regulation, disposable cylinder | 1210 | 1210
152 | UE003XDC01 | humiSteam X-plus 3 kg/h, 230Vac 1~, with regulation, cleanable cylinder | 1248 | 1248
153 | UE003XK001 | humiSteam X-plus 3 kg/h, 230Vac 3~, with regulation, disposable cylinder | 1211 | 1211
154 | UE003XKC01 | humiSteam X-plus 3 kg/h, 230Vac 3~, with regulation, cleanable cylinder | 1242 | 1242
155 | UE003XL001 | humiSteam X-plus 3 kg/h, 400Vac 3~, with regulation, disposable cylinder | 1210 | 1210
156 | UE003XLC01 | humiSteam X-plus 3 kg/h, 400Vac 3~, with regulation, cleanable cylinder | 1241 | 1241
157 | UE003XM001 | humiSteam X-plus 3 kg/h, 460Vac 3~, with regulation, disposable cylinder | 1211 | 1211
158 | UE003XMC01 | humiSteam X-plus 3 kg/h, 460Vac 3~, with regulation, cleanable cylinder | 1241 | 1241
159 | UE003XU001 | humiSteam X-plus 3 kg/h, 208Vac 1~, with regulation, disposable cylinder | 1210 | 1210
160 | UE003XUC01 | humiSteam X-plus 3 kg/h, 208Vac 1~, with regulation, cleanable cylinder | 1241 | 1241
161 | UE003XW001 | humiSteam X-plus 3 kg/h, 208Vac 3~, with regulation, disposable cylinder | 1210 | 1210
162 | UE003XWC01 | humiSteam X-plus 3 kg/h, 208Vac 3~, with regulation, cleanable cylinder | 1241 | 1241
163 | UE005XD001 | humiSteam X-plus 5 kg/h, 230Vac 1~, with regulation, disposable cylinder | 1338 | 1338
164 | UE005XDC01 | humiSteam X-plus 5 kg/h, 230Vac 1~, with regulation, cleanable cylinder | 1404 | 1404
165 | UE005XK001 | humiSteam X-plus 5 kg/h, 230Vac 3~, with regulation, disposable cylinder | 1338 | 1338
166 | UE005XKC01 | humiSteam X-plus 5 kg/h, 230Vac 3~, with regulation, cleanable cylinder | 1369 | 1369
167 | UE005XL001 | humiSteam X-plus 5 kg/h, 400Vac 3~, with regulation, disposable cylinder | 1338 | 1338
168 | UE005XLC01 | humiSteam X-plus 5 kg/h, 400Vac 3~, with regulation, cleanable cylinder | 1369 | 1369
169 | UE005XM001 | humiSteam X-plus 5 kg/h, 460Vac 3~, with regulation, disposable cylinder | 1338 | 1338
170 | UE005XMC01 | humiSteam X-plus 5 kg/h, 460Vac 3~, with regulation, cleanable cylinder | 1369 | 1369
171 | UE005XN001 | humiSteam X-plus 5 kg/h, 575Vac 3~, with regulation, disposable cylinder | 1338 | 1338
172 | UE005XNC01 | humiSteam X-plus 5 kg/h, 575Vac 3~, with regulation, cleanable cylinder | 1369 | 1369
173 | UE005XU001 | humiSteam X-plus 5 kg/h, 208Vac 1~, with regulation, disposable cylinder | 1338 | 1338
174 | UE005XUC01 | humiSteam X-plus 5 kg/h, 208Vac 1~, with regulation, cleanable cylinder | 1404 | 1404
175 | UE005XW001 | humiSteam X-plus 5 kg/h, 208Vac 3~, with regulation, disposable cylinder | 1338 | 1338
176 | UE005XWC01 | humiSteam X-plus 5 kg/h, 208Vac 3~, with regulation, cleanable cylinder | 1369 | 1369
177 | UE008XK001 | humiSteam X-plus 8 kg/h, 230Vac 3~, with regulation, disposable cylinder | 1433 | 1433
178 | UE008XKC01 | humiSteam X-plus 8 kg/h, 230Vac 3~, with regulation, cleanable cylinder | 1485 | 1485
179 | UE008XL001 | humiSteam X-plus 8 kg/h, 400Vac 3~, with regulation, disposable cylinder | 1433 | 1433
180 | UE008XLC01 | humiSteam X-plus 8 kg/h, 400Vac 3~, with regulation, cleanable cylinder | 1485 | 1485
181 | UE008XM001 | humiSteam X-plus 8 kg/h, 460Vac 3~, with regulation, disposable cylinder | 1433 | 1433
182 | UE008XMC01 | humiSteam X-plus 8 kg/h, 460Vac 3~, with regulation, cleanable cylinder | 1485 | 1485
183 | UE008XN001 | humiSteam X-plus 8 kg/h, 575Vac 3~, with regulation, disposable cylinder | 1433 | 1433
184 | UE008XNC01 | humiSteam X-plus 8 kg/h, 575Vac 3~, with regulation, cleanable cylinder | 1485 | 1485
185 | UE008XW001 | humiSteam X-plus 8 kg/h, 208Vac 3~, with regulation, disposable cylinder | 1433 | 1433
186 | UE008XWC01 | humiSteam X-plus 8 kg/h, 208Vac 3~, with regulation, cleanable cylinder | 1485 | 1485
187 | UE009XD001 | humiSteam X-plus 9 kg/h, 230Vac 1~, with regulation, disposable cylinder | 1501 | 1501
188 | UE009XDC01 | humiSteam X-plus 9 kg/h, 230Vac 1~, with regulation, cleanable cylinder | 1566 | 1566
189 | UE009XU001 | humiSteam X-plus 9 kg/h, 208Vac 1~, with regulation, disposable cylinder | 1501 | 1501
190 | UE009XUC01 | humiSteam X-plus 9 kg/h, 208Vac 1~, with regulation, cleanable cylinder | 1566 | 1566
191 | UE010XK001 | humiSteam X-plus 10 kg/h, 230Vac 3~, with regulation, disposable cylinder | 1472 | 1472
192 | UE010XKC01 | humiSteam X-plus 10 kg/h, 230Vac 3~, with regulation, cleanable cylinder | 1557 | 1557
193 | UE010XL001 | humiSteam X-plus 10 kg/h, 400Vac 3~, with regulation, disposable cylinder | 1472 | 1472
194 | UE010XLC01 | humiSteam X-plus 10 kg/h, 400Vac 3~, with regulation, cleanable cylinder | 1556 | 1556
195 | UE010XM001 | humiSteam X-plus 10 kg/h, 460Vac 3~, with regulation, disposable cylinder | 1472 | 1472
196 | UE010XMC01 | humiSteam X-plus 10 kg/h, 460Vac 3~, with regulation, cleanable cylinder | 1557 | 1557
197 | UE010XN001 | humiSteam X-plus 10 kg/h, 575Vac 3~, with regulation, disposable cylinder | 1472 | 1472
198 | UE010XNC01 | humiSteam X-plus 10 kg/h, 575Vac 3~, with regulation, cleanable cylinder | 1557 | 1557
199 | UE010XW001 | humiSteam X-plus 10 kg/h, 208Vac 3~, with regulation, disposable cylinder | 1472 | 1472
200 | UE010XWC01 | humiSteam X-plus 10 kg/h, 208Vac 3~, with regulation, cleanable cylinder | 1557 | 1557
201 | UE015XK001 | humiSteam X-plus 15 kg/h, 230Vac 3~, with regulation, disposable cylinder | 1520 | 1520
202 | UE015XKC01 | humiSteam X-plus 15 kg/h, 230Vac 3~, with regulation, cleanable cylinder | 1607 | 1607
203 | UE015XL001 | humiSteam X-plus 15 kg/h, 400Vac 3~, with regulation, disposable cylinder | 1520 | 1520
204 | UE015XLC01 | humiSteam X-plus 15 kg/h, 400Vac 3~, with regulation, cleanable cylinder | 1606 | 1606
205 | UE015XM001 | humiSteam X-plus 15 kg/h, 460Vac 3~, with regulation, disposable cylinder | 1520 | 1520
206 | UE015XMC01 | humiSteam X-plus 15 kg/h, 460Vac 3~, with regulation, cleanable cylinder | 1607 | 1607
207 | UE015XN001 | humiSteam X-plus 15 kg/h, 575Vac 3~, with regulation, disposable cylinder | 1520 | 1520
208 | UE015XNC01 | humiSteam X-plus 15 kg/h, 575Vac 3~, with regulation, cleanable cylinder | 1607 | 1607
209 | UE015XW001 | humiSteam X-plus 15 kg/h, 208Vac 3~, with regulation, disposable cylinder | 1520 | 1520
210 | UE015XWC01 | humiSteam X-plus 15 kg/h, 208Vac 3~, with regulation, cleanable cylinder | 1607 | 1607
211 | UE018XL001 | humiSteam X-plus 18 kg/h, 400Vac 3~, with regulation, disposable cylinder | 1564 | 1564
212 | UE018XLC01 | humiSteam X-plus 18 kg/h, 400Vac 3~, with regulation, cleanable cylinder | 1629 | 1629
213 | UE018XM001 | humiSteam X-plus 18 kg/h, 460Vac 3~, with regulation, disposable cylinder | 1565 | 1565
214 | UE018XMC01 | humiSteam X-plus 18 kg/h, 460Vac 3~, with regulation, cleanable cylinder | 1629 | 1629
215 | UE018XN001 | humiSteam X-plus 18 kg/h, 575Vac 3~, with regulation, disposable cylinder | 1564 | 1564
216 | UE018XNC01 | humiSteam X-plus 18 kg/h, 575Vac 3~, with regulation, cleanable cylinder | 1629 | 1629
217 | UE025XK001 | humiSteam X-plus 25 kg/h, 230Vac 3~, with regulation, disposable cylinder | 2032 | 2032
218 | UE025XKC01 | humiSteam X-plus 25 kg/h, 230Vac 3~, with regulation, cleanable cylinder | 2100 | 2100
219 | UE025XL001 | humiSteam X-plus 25 kg/h, 400Vac 3~, with regulation, disposable cylinder | 2031 | 2031
220 | UE025XLC01 | humiSteam X-plus 25 kg/h, 400Vac 3~, with regulation, cleanable cylinder | 2099 | 2099
221 | UE025XM001 | humiSteam X-plus 25 kg/h, 460Vac 3~, with regulation, disposable cylinder | 2032 | 2032
222 | UE025XMC01 | humiSteam X-plus 25 kg/h, 460Vac 3~, with regulation, cleanable cylinder | 2100 | 2100
223 | UE025XN001 | humiSteam X-plus 25 kg/h, 575Vac 3~, with regulation, disposable cylinder | 2032 | 2032
224 | UE025XNC01 | humiSteam X-plus 25 kg/h, 575Vac 3~, with regulation, cleanable cylinder | 2100 | 2100
225 | UE025XW001 | humiSteam X-plus 25 kg/h, 208Vac 3~, with regulation, disposable cylinder | 2032 | 2032
226 | UE025XWC01 | humiSteam X-plus 25 kg/h, 208Vac 3~, with regulation, cleanable cylinder | 2100 | 2100
227 | UE035XK001 | humiSteam X-plus 35 kg/h, 230Vac 3~, with regulation, disposable cylinder | 2308 | 2308
228 | UE035XKC01 | humiSteam X-plus 35 kg/h, 230Vac 3~, with regulation, cleanable cylinder | 2376 | 2376
229 | UE035XL001 | humiSteam X-plus 35 kg/h, 400Vac 3~, with regulation, disposable cylinder | 2307 | 2307
230 | UE035XLC01 | humiSteam X-plus 35 kg/h, 400Vac 3~, with regulation, cleanable cylinder | 2375 | 2375
231 | UE035XM001 | humiSteam X-plus 35 kg/h, 460Vac 3~, with regulation, disposable cylinder | 2308 | 2308
232 | UE035XMC01 | humiSteam X-plus 35 kg/h, 460Vac 3~, with regulation, cleanable cylinder | 2376 | 2376
233 | UE035XN001 | humiSteam X-plus 35 kg/h, 575Vac 3~, with regulation, disposable cylinder | 2308 | 2308
234 | UE035XNC01 | humiSteam X-plus 35 kg/h, 575Vac 3~, with regulation, cleanable cylinder | 2376 | 2376
235 | UE035XW001 | humiSteam X-plus 35 kg/h, 208Vac 3~, with regulation, disposable cylinder | 2308 | 2308
236 | UE035XWC01 | humiSteam X-plus 35 kg/h, 208Vac 3~, with regulation, cleanable cylinder | 2376 | 2376
237 | UE045XK001 | humiSteam X-plus 45 kg/h, 230Vac 3~, with regulation, disposable cylinder | 2538 | 2538
238 | UE045XKC01 | humiSteam X-plus 45 kg/h, 230Vac 3~, with regulation, cleanable cylinder | 2606 | 2606
239 | UE045XL001 | humiSteam X-plus 45 kg/h, 400Vac 3~, with regulation, disposable cylinder | 2538 | 2538
240 | UE045XLC01 | humiSteam X-plus 45 kg/h, 400Vac 3~, with regulation, cleanable cylinder | 2606 | 2606
241 | UE045XM001 | humiSteam X-plus 45 kg/h, 460Vac 3~, with regulation, disposable cylinder | 2538 | 2538
242 | UE045XMC01 | humiSteam X-plus 45 kg/h, 460Vac 3~, with regulation, cleanable cylinder | 2606 | 2606
243 | UE045XN001 | humiSteam X-plus 45 kg/h, 575Vac 3~, with regulation, disposable cylinder | 2538 | 2538
244 | UE045XNC01 | humiSteam X-plus 45 kg/h, 575Vac 3~, with regulation, cleanable cylinder | 2606 | 2606
245 | UE045XW001 | humiSteam X-plus 45 kg/h, 208Vac 3~, with regulation, disposable cylinder | 2538 | 2538
246 | UE045XWC01 | humiSteam X-plus 45 kg/h, 208Vac 3~, with regulation, cleanable cylinder | 2606 | 2606
247 | UE065XL001 | humiSteam X-plus 65 kg/h, 400Vac 3~, with regulation, disposable cylinder | 3069 | 3069
248 | UE065XLC01 | humiSteam X-plus 65 kg/h, 400Vac 3~, with regulation, cleanable cylinder | 3215 | 3215
249 | UE065XM001 | humiSteam X-plus 65 kg/h, 460Vac 3~, with regulation, disposable cylinder | 3069 | 3069
250 | UE065XMC01 | humiSteam X-plus 65 kg/h, 460Vac 3~, with regulation, cleanable cylinder | 3215 | 3215
251 | UE065XN001 | humiSteam X-plus 65 kg/h, 575Vac 3~, with regulation, disposable cylinder | 3069 | 3069
252 | UE065XNC01 | humiSteam X-plus 65 kg/h, 575Vac 3~, with regulation, cleanable cylinder | 3215 | 3215
253 | UE090XL001 | humiSteam X-plus 90 kg/h, 400Vac 3~, with regulation, disposable cylinder | 3880 | 3880
254 | UE090XLC01 | humiSteam X-plus 90 kg/h, 400Vac 3~, with regulation, cleanable cylinder | 4058 | 4058
255 | UE090XM001 | humiSteam X-plus 90 kg/h, 460Vac 3~, with regulation, disposable cylinder | 3880 | 3880
256 | UE090XMC01 | humiSteam X-plus 90 kg/h, 460Vac 3~, with regulation, cleanable cylinder | 4058 | 4058
257 | UE090XN001 | humiSteam X-plus 90 kg/h, 575Vac 3~, with regulation, disposable cylinder | 3880 | 3880
258 | UE090XNC01 | humiSteam X-plus 90 kg/h, 575Vac 3~, with regulation, cleanable cylinder | 4058 | 4058
259 | UE130XL001 | humiSteam X-plus 130 kg/h, 400Vac 3~, with regulation, disposable cylinder | 4360 | 4360
260 | UE130XLC01 | humiSteam X-plus 130 kg/h, 400Vac 3~, with regulation, cleanable cylinder | 4625 | 4625
261 | UE130XM001 | humiSteam X-plus 130 kg/h, 460Vac 3~, with regulation, disposable cylinder | 4361 | 4361
262 | UE130XMC01 | humiSteam X-plus 130 kg/h, 460Vac 3~, with regulation, cleanable cylinder | 4625 | 4625
263 | UE130XN001 | humiSteam X-plus 130 kg/h, 575Vac 3~, with regulation, disposable cylinder | 4360 | 4360
264 | UE130XNC01 | humiSteam X-plus 130 kg/h, 575Vac 3~, with regulation, cleanable cylinder | 4360 | 4360
265 | UR002CD002 | heaterSteam 2 kg/h , 230Vac 1~, ON/OFF or proportional, basic version | #N/A | #N/A
266 | UR002CD102 | heaterSteam 2 kg/h , 230Vac 1~, ON/OFF or proportional, full optional version | #N/A | #N/A
267 | UR002CU002 | heaterSteam 2 kg/h , 208Vac 1~, ON/OFF or proportional, basic version | #N/A | #N/A
268 | UR002CU102 | heaterSteam 2 kg/h , 208Vac 1~, ON/OFF or proportional, full optional version | #N/A | #N/A
269 | UR002HD003 | heaterSteam process, 2 kg/h , 230Vac 1~, with regulation | 1547 | 1547
270 | UR002HD103 | heaterSteam 2 kg/h , 230Vac 1~, with regulation, Titanium version | 1705 | 1705
271 | UR002HU002 | heaterSteam 2 kg/h , 208Vac 1~, with regulation, basic version | 1547 | 1547
272 | UR002HU102 | heaterSteam 2 kg/h , 208Vac 1~, with regulation, full optional version | 1655 | 1655
273 | UR004CD002 | heaterSteam 4 kg/h , 230Vac 1~, ON/OFF or proportional, basic version | #N/A | #N/A
274 | UR004CD102 | heaterSteam 4 kg/h , 230Vac 1~, ON/OFF or proportional, full optional version | #N/A | #N/A
275 | UR004CU002 | heaterSteam 4 kg/h , 208Vac 1~, ON/OFF or proportional, basic version | #N/A | #N/A
276 | UR004CU102 | heaterSteam 4 kg/h , 208Vac 1~, ON/OFF or proportional, full optional version | #N/A | #N/A
277 | UR004HD003 | heaterSteam process, 4 kg/h , 230Vac 1~, with regulation | 1655 | 1655
278 | UR004HD103 | heaterSteam 4 kg/h , 230Vac 1~, with regulation, Titanium version | 1817 | 1817
279 | UR004HU002 | heaterSteam 4 kg/h , 208Vac 1~, with regulation, basic version | 1655 | 1655
280 | UR004HU102 | heaterSteam 4 kg/h , 208Vac 1~, with regulation, full optional version | 1764 | 1764
281 | UR006CD002 | heaterSteam 6 kg/h , 230Vac 1~, ON/OFF or proportional, basic version | #N/A | #N/A
282 | UR006CD102 | heaterSteam 6 kg/h , 230Vac 1~, ON/OFF or proportional, full optional version | #N/A | #N/A
283 | UR006CK002 | heaterSteam 6 kg/h , 230Vac 3~, ON/OFF or proportional, basic version | #N/A | #N/A
284 | UR006CK102 | heaterSteam 6 kg/h , 230Vac 3~, ON/OFF or proportional, full optional version | #N/A | #N/A
285 | UR006CL002 | heaterSteam 6 kg/h , 400Vac 3~, ON/OFF or proportional, basic version | #N/A | #N/A
286 | UR006CL102 | heaterSteam 6 kg/h , 400Vac 3~, ON/OFF or proportional, full optional version | #N/A | #N/A
287 | UR006CM002 | heaterSteam 6 kg/h , 460Vac 3~, ON/OFF or proportional, basic version | #N/A | #N/A
288 | UR006CM102 | heaterSteam 6 kg/h , 460Vac 3~, ON/OFF or proportional, full optional version | #N/A | #N/A
289 | UR006CN002 | heaterSteam 6 kg/h , 575Vac 3~, ON/OFF or proportional, basic version | #N/A | #N/A
290 | UR006CN102 | heaterSteam 6 kg/h , 575Vac 3~, ON/OFF or proportional, full optional version | #N/A | #N/A
291 | UR006CU002 | heaterSteam 6 kg/h , 208Vac 1~, ON/OFF or proportional, basic version | #N/A | #N/A
292 | UR006CU102 | heaterSteam 6 kg/h , 208Vac 1~, ON/OFF or proportional, full optional version | #N/A | #N/A
293 | UR006CW002 | heaterSteam 6 kg/h , 208Vac 3~, ON/OFF or proportional, basic version | #N/A | #N/A
294 | UR006CW102 | heaterSteam 6 kg/h , 208Vac 3~, ON/OFF or proportional, full optional version | #N/A | #N/A
295 | UR006HD003 | heaterSteam process, 6 kg/h , 230Vac 1~, with regulationn | 2226 | 2226
296 | UR006HD103 | heaterSteam 6 kg/h , 230Vac 1~, with regulation, Titanium version | 2516 | 2516
297 | UR006HK003 | heaterSteam process, 6 kg/h , 230Vac 3~, with regulation | 2226 | 2226
298 | UR006HK103 | heaterSteam 6 kg/h , 230Vac 3~, with regulation, Titanium version | 2516 | 2516
299 | UR006HL003 | heaterSteam process, 6 kg/h , 400Vac 3~, with regulation | 2226 | 2226
300 | UR006HL103 | heaterSteam 6 kg/h , 400Vac 3~, with regulation, Titanium version | 2516 | 2516
301 | UR006HM002 | #N/A | 2226 | 2226
302 | UR006HM102 | #N/A | 2442 | 2442
303 | UR006HN002 | heaterSteam 6 kg/h , 575Vac 3~, with regulation, basic version | 2226 | 2226
304 | UR006HN102 | heaterSteam 6 kg/h , 575Vac 3~, with regulation, full optional version | 2442 | 2442
305 | UR006HU002 | heaterSteam 6 kg/h , 208Vac 1~, with regulation, basic version | 2226 | 2226
306 | UR006HU102 | heaterSteam 6 kg/h , 208Vac 1~, with regulation, full optional version | 2442 | 2442
307 | UR006HW002 | heaterSteam 6 kg/h , 208Vac 3~, with regulation, basic version | 2226 | 2226
308 | UR006HW102 | heaterSteam 6 kg/h , 208Vac 3~, with regulation, full optional version | 2442 | 2442
309 | UR010CK002 | heaterSteam 10 kg/h , 230Vac 3~, ON/OFF or proportional, basic version | #N/A | #N/A
310 | UR010CK102 | heaterSteam 10 kg/h , 230Vac 3~, ON/OFF or proportional, full optional version | #N/A | #N/A
311 | UR010CL002 | heaterSteam 10 kg/h , 400Vac 3~, ON/OFF or proportional, basic version | #N/A | #N/A
312 | UR010CL102 | heaterSteam 10 kg/h , 400Vac 3~, ON/OFF or proportional, full optional version | #N/A | #N/A
313 | UR010CM002 | heaterSteam 10 kg/h , 460Vac 3~, ON/OFF or proportional, basic version | #N/A | #N/A
314 | UR010CM102 | heaterSteam 10 kg/h , 460Vac 3~, ON/OFF or proportional, full optional version | #N/A | #N/A
315 | UR010CN002 | heaterSteam 10 kg/h , 575Vac 3~, ON/OFF or proportional, basic version | #N/A | #N/A
316 | UR010CN102 | heaterSteam 10 kg/h , 575Vac 3~, ON/OFF or proportional, full optional version | #N/A | #N/A
317 | UR010CW002 | heaterSteam 10 kg/h , 208Vac 3~, ON/OFF or proportional, basic version | #N/A | #N/A
318 | UR010CW102 | heaterSteam 10 kg/h , 208Vac 3~, ON/OFF or proportional, full optional version | #N/A | #N/A
319 | UR010HK003 | heaterSteam process, 10 kg/h , 230Vac 3~, with regulation | 2442 | 2442
320 | UR010HK103 | heaterSteam 10 kg/h , 230Vac 3~, with regulation, Titanium version | 2740 | 2740
321 | UR010HL003 | heaterSteam process, 10 kg/h , 400Vac 3~, with regulation | 2442 | 2442
322 | UR010HL103 | heaterSteam 10 kg/h , 400Vac 3~, with regulation, Titanium version | 2740 | 2740
323 | UR010HM003 | heaterSteam process, 10 kg/h , 460Vac 3~, with regulation | 2467 | 2467
324 | UR010HM103 | heaterSteam 10 kg/h , 460Vac 3~, with regulation, Titanium version | 2767 | 2767
325 | UR010HN002 | heaterSteam 10 kg/h , 575Vac 3~, with regulation, basic version | 2442 | 2442
326 | UR010HN102 | heaterSteam 10 kg/h , 575Vac 3~, with regulation, full optional version | 2660 | 2660
327 | UR010HW002 | heaterSteam 10 kg/h , 208Vac 3~, with regulation, basic version | 2442 | 2442
328 | UR010HW102 | heaterSteam 10 kg/h , 208Vac 3~, with regulation, full optional version | 2660 | 2660
329 | UR013HW002 | heaterSteam 13 kg/h , 208Vac 3~, with regulation, basic version | 2714 | 2714
330 | UR013HW102 | heaterSteam 13 kg/h , 208Vac 3~, with regulation, full optional version | 2890 | 2890
331 | UR013HK003 | heaterSteam process, 13 kg/h , 230Vac 3~, with regulation | 2714 | 2714
332 | UR013HK103 | heaterSteam 13 kg/h , 230Vac 3~, with regulation, Titanium version | 2978 | 2978
333 | UR013HL003 | heaterSteam process, 13 kg/h , 400Vac 3~, with regulation | 2714 | 2714
334 | UR013HL103 | heaterSteam 13 kg/h , 400Vac 3~, with regulation, Titanium version | 2978 | 2978
335 | UR013HM003 | heaterSteam process, 13 kg/h , 460Vac 3~, with regulation | 2742 | 2742
336 | UR013HM103 | heaterSteam 13 kg/h , 460Vac 3~, with regulation, Titanium version | 3008 | 3008
337 | UR013HN002 | heaterSteam 13 kg/h , 575Vac 3~, with regulation, basic version | 2714 | 2714
338 | UR013HN102 | heaterSteam 13 kg/h , 575Vac 3~, with regulation, full optional version | 2890 | 2890
339 | UR020CK002 | heaterSteam 20 kg/h , 230Vac 3~, ON/OFF or proportional, basic version | #N/A | #N/A
340 | UR020CK102 | heaterSteam 20 kg/h , 230Vac 3~, ON/OFF or proportional, full optional version | #N/A | #N/A
341 | UR020CL002 | heaterSteam 20 kg/h , 400Vac 3~, ON/OFF or proportional, basic version | #N/A | #N/A
342 | UR020CL102 | heaterSteam 20 kg/h , 400Vac 3~, ON/OFF or proportional, full optional version | #N/A | #N/A
343 | UR020CM002 | heaterSteam 20 kg/h , 460Vac 3~, ON/OFF or proportional, basic version | #N/A | #N/A
344 | UR020CM102 | heaterSteam 20 kg/h , 460Vac 3~, ON/OFF or proportional, full optional version | #N/A | #N/A
345 | UR020CN002 | heaterSteam 20 kg/h , 575Vac 3~, ON/OFF or proportional, basic version | #N/A | #N/A
346 | UR020CN102 | heaterSteam 20 kg/h , 575Vac 3~, ON/OFF or proportional, full optional version | #N/A | #N/A
347 | UR020CW002 | heaterSteam 20 kg/h , 208Vac 3~, ON/OFF or proportional, basic version | #N/A | #N/A
348 | UR020CW102 | heaterSteam 20 kg/h , 208Vac 3~, ON/OFF or proportional, full optional version | #N/A | #N/A
349 | UR020HK003 | heaterSteam process, 20 kg/h , 230Vac 3~, with regulation | 3047 | 3047
350 | UR020HK103 | heaterSteam 20 kg/h , 230Vac 3~, with regulation, Titanium version | 3493 | 3493
351 | UR020HL003 | heaterSteam process, 20 kg/h , 400Vac 3~, with regulation | 3047 | 3047
352 | UR020HL103 | heaterSteam 20 kg/h , 400Vac 3~, with regulation, Titanium version | 3493 | 3493
353 | UR020HM003 | heaterSteam process, 20 kg/h , 460Vac 3~, with regulation | 3078 | 3078
354 | UR020HM103 | heaterSteam 20 kg/h , 460Vac 3~, with regulation, Titanium version | 3528 | 3528
355 | UR020HN002 | heaterSteam 20 kg/h , 575Vac 3~, with regulation, basic version | 3047 | 3047
356 | UR020HN102 | heaterSteam 20 kg/h , 575Vac 3~, with regulation, full optional version | 3310 | 3310
357 | UR020HW002 | heaterSteam 20 kg/h , 208Vac 3~, with regulation, basic version | 3047 | 3047
358 | UR020HW102 | heaterSteam 20 kg/h , 208Vac 3~, with regulation, full optional version | 3310 | 3310
359 | UR027CK002 | heaterSteam 27 kg/h , 230Vac 3~, ON/OFF or proportional, basic version | #N/A | #N/A
360 | UR027CK102 | heaterSteam 27 kg/h , 230Vac 3~, ON/OFF or proportional, full optional version | #N/A | #N/A
361 | UR027CL002 | heaterSteam 27 kg/h , 400Vac 3~, ON/OFF or proportional, basic version | #N/A | #N/A
362 | UR027CL102 | heaterSteam 27 kg/h , 400Vac 3~, ON/OFF or proportional, full optional version | #N/A | #N/A
363 | UR027CM002 | heaterSteam 27 kg/h , 460Vac 3~, ON/OFF or proportional, basic version | #N/A | #N/A
364 | UR027CM102 | heaterSteam 27 kg/h , 460Vac 3~, ON/OFF or proportional, full optional version | #N/A | #N/A
365 | UR027CN002 | heaterSteam 27 kg/h , 575Vac 3~, ON/OFF or proportional, basic version | #N/A | #N/A
366 | UR027CN102 | heaterSteam 27 kg/h , 575Vac 3~, ON/OFF or proportional, full optional version | #N/A | #N/A
367 | UR027CW002 | heaterSteam 27 kg/h , 208Vac 3~, ON/OFF or proportional, basic version | #N/A | #N/A
368 | UR027CW102 | heaterSteam 27 kg/h , 208Vac 3~, ON/OFF or proportional, full optional version | #N/A | #N/A
369 | UR027HK003 | heaterSteam process, 27 kg/h , 230Vac 3~, with regulation | 3152 | 3152
370 | UR027HK103 | heaterSteam 27 kg/h , 230Vac 3~, with regulation, Titanium version | 3604 | 3604
371 | UR027HL003 | heaterSteam process, 27 kg/h , 400Vac 3~, with regulation | 3152 | 3152
372 | UR027HL103 | heaterSteam 27 kg/h , 400Vac 3~, with regulation, Titanium version | 3604 | 3604
373 | UR027HM003 | heaterSteam process, 27 kg/h , 460Vac 3~, with regulation | 3184 | 3184
374 | UR027HM103 | heaterSteam 27 kg/h , 460Vac 3~, with regulation, Titanium version | 3640 | 3640
375 | UR027HN002 | heaterSteam 27 kg/h , 575Vac 3~, with regulation, basic version | 3152 | 3152
376 | UR027HN102 | heaterSteam 27 kg/h , 575Vac 3~, with regulation, full optional version | 3415 | 3415
377 | UR027HW002 | heaterSteam 27 kg/h , 208Vac 3~, with regulation, basic version | 3152 | 3152
378 | UR027HW102 | heaterSteam 27 kg/h , 208Vac 3~, with regulation, full optional version | 3415 | 3415
379 | UR040CK002 | heaterSteam 40 kg/h , 230Vac 3~, ON/OFF or proportional, basic version | #N/A | #N/A
380 | UR040CK102 | heaterSteam 40 kg/h , 230Vac 3~, ON/OFF or proportional, full optional version | #N/A | #N/A
381 | UR040CL002 | heaterSteam 40 kg/h , 400Vac 3~, ON/OFF or proportional, basic version | #N/A | #N/A
382 | UR040CL102 | heaterSteam 40 kg/h , 400Vac 3~, ON/OFF or proportional, full optional version | #N/A | #N/A
383 | UR040CM002 | heaterSteam 40 kg/h , 460Vac 3~, ON/OFF or proportional, basic version | #N/A | #N/A
384 | UR040CM102 | heaterSteam 40 kg/h , 460Vac 3~, ON/OFF or proportional, full optional version | #N/A | #N/A
385 | UR040CN002 | heaterSteam 40 kg/h , 575Vac 3~, ON/OFF or proportional, basic version | #N/A | #N/A
386 | UR040CN102 | heaterSteam 40 kg/h , 575Vac 3~, ON/OFF or proportional, full optional version | #N/A | #N/A
387 | UR040CW002 | heaterSteam 40 kg/h , 208Vac 3~, ON/OFF or proportional, basic version | #N/A | #N/A
388 | UR040CW102 | heaterSteam 40 kg/h , 208Vac 3~, ON/OFF or proportional, full optional version | #N/A | #N/A
389 | UR040HK002 | heaterSteam 40 kg/h , 230Vac 3~, with regulation, basic version | 4413 | 4413
390 | UR040HK102 | heaterSteam 40 kg/h , 230Vac 3~, with regulation, full optional version | 4833 | 4833
391 | UR040HL003 | heaterSteam process, 40 kg/h , 400Vac 3~, with regulation | 4413 | 4413
392 | UR040HL103 | heaterSteam 40 kg/h , 400Vac 3~, with regulation, Titanium version | 5131 | 5131
393 | UR040HM003 | heaterSteam process, 40 kg/h , 460Vac 3~, with regulation | 4458 | 4458
394 | UR040HM103 | heaterSteam 40 kg/h , 460Vac 3~, with regulation, Titanium version | 5183 | 5183
395 | UR040HN002 | heaterSteam 40 kg/h , 575Vac 3~, with regulation, basic version | 4413 | 4413
396 | UR040HN102 | heaterSteam 40 kg/h , 575Vac 3~, with regulation, full optional version | 4833 | 4833
397 | UR040HW002 | heaterSteam 40 kg/h , 208Vac 3~, with regulation, basic version | 4413 | 4413
398 | UR040HW102 | heaterSteam 40 kg/h , 208Vac 3~, with regulation, full optional version | 4833 | 4833
399 | UR053HL003 | heaterSteam process, 53 kg/h , 400Vac 3~, with regulation | 4894 | 4894
400 | UR053HL103 | heaterSteam 53 kg/h , 400Vac 3~, with regulation, Titanium version | 5616 | 5616
401 | UR053HM003 | heaterSteam process, 53 kg/h , 460Vac 3~, with regulation | 4943 | 4943
402 | UR053HM103 | heaterSteam 53 kg/h , 460Vac 3~, with regulation, Titanium version | 5673 | 5673
403 | UR053HN002 | heaterSteam 53 kg/h , 575Vac 3~, with regulation, basic version | 4894 | 4894
404 | UR053HN102 | heaterSteam 53 kg/h , 575Vac 3~, with regulation, full optional version | 5401 | 5401
405 | UR060CK002 | heaterSteam 60 kg/h , 230Vac 3~, ON/OFF or proportional, basic version | #N/A | #N/A
406 | UR060CK102 | heaterSteam 60 kg/h , 230Vac 3~, ON/OFF or proportional, full optional version | #N/A | #N/A
407 | UR060CL002 | heaterSteam 60 kg/h , 400Vac 3~, ON/OFF or proportional, basic version | #N/A | #N/A
408 | UR060CL102 | heaterSteam 60 kg/h , 400Vac 3~, ON/OFF or proportional, full optional version | #N/A | #N/A
409 | UR060CM002 | heaterSteam 60 kg/h , 460Vac 3~, ON/OFF or proportional, basic version | #N/A | #N/A
410 | UR060CM102 | heaterSteam 60 kg/h , 460Vac 3~, ON/OFF or proportional, full optional version | #N/A | #N/A
411 | UR060CN002 | heaterSteam 60 kg/h , 575Vac 3~, ON/OFF or proportional, basic version | #N/A | #N/A
412 | UR060CN102 | heaterSteam 60 kg/h , 575Vac 3~, ON/OFF or proportional, full optional version | #N/A | #N/A
413 | UR060CW002 | heaterSteam 60 kg/h , 208Vac 3~, ON/OFF or proportional, basic version | #N/A | #N/A
414 | UR060CW102 | heaterSteam 60 kg/h , 208Vac 3~, ON/OFF or proportional, full optional version | #N/A | #N/A
415 | UR060HK002 | heaterSteam 60 kg/h , 230Vac 3~, with regulation, basic version | 5253 | 5253
416 | UR060HK102 | heaterSteam 60 kg/h , 230Vac 3~, with regulation, full optional version | 5778 | 5778
417 | UR060HL003 | heaterSteam process, 60 kg/h , 400Vac 3~, with regulation | 5253 | 5253
418 | UR060HL103 | heaterSteam 60 kg/h , 400Vac 3~, with regulation, Titanium version | 6074 | 6074
419 | UR060HM003 | heaterSteam process, 60 kg/h , 460Vac 3~, with regulation | 5306 | 5306
420 | UR060HM103 | heaterSteam 60 kg/h , 460Vac 3~, with regulation, Titanium version | 6135 | 6135
421 | UR060HN002 | heaterSteam 60 kg/h , 575Vac 3~, with regulation, basic version | 5253 | 5253
422 | UR060HN102 | heaterSteam 60 kg/h , 575Vac 3~, with regulation, full optional version | 5778 | 5778
423 | UR060HW002 | heaterSteam 60 kg/h , 208Vac 3~, with regulation, basic version | 5253 | 5253
424 | UR060HW102 | heaterSteam 60 kg/h , 208Vac 3~, with regulation, full optional version | 5778 | 5778
425 | UR080HL003 | heaterSteam process, 80 kg/h , 400Vac 3~, with regulation | 5955 | 5955
426 | UR080HL103 | heaterSteam 80 kg/h , 400Vac 3~, with regulation, Titanium version | 6769 | 6769
427 | UR080HM003 | heaterSteam process, 80 kg/h , 460Vac 3~, with regulation | 6105 | 6105
428 | UR080HM103 | heaterSteam 80 kg/h , 460Vac 3~, with regulation, Titanium version | 6837 | 6837
429 | UR080HN002 | heaterSteam 80 kg/h , 575Vac 3~, with regulation, basic version | 5955 | 5955
430 | UR080HN102 | heaterSteam 80 kg/h , 575Vac 3~, with regulation, full optional version | 6475 | 6475
431 | UG045HD003 | Gas-fired humidifier 45 kg/h - 230 Vac 1~ (UE market) | 10202 | 10202
432 | UG090HD003 | Gas-fired humidifier 90 kg/h - 230 Vac 1~(UE market) | 13421 | 13421
433 | UG180HD003 | Gas-fired humidifier 180 kg/h - 230 Vac 1~(UE market) | 19328 | 19328
434 | UG045HD103 | Gas-fired humidifier 45 kg/h - 230 Vac 1~(USA market) | 10202 | 10202
435 | UG090HD103 | Gas-fired humidifier 90 kg/h - 230 Vac 1~ (USA market) | 13421 | 13421
436 | UG180HD103 | Gas-fired humidifier 180 kg/h - 230 Vac 1~ (USA market) | 19328 | 19328
437 |  |  |  | 0
438 |  |  |  | 0
439 | ROL1005U00 | Reverse osmosis system 100 l / h - 230V 50Hz - for steel | 7800 | 7800
440 | ROL1006U00 | Reverse osmosis system 100 l / h - 230V 60Hz - for steel | 7800 | 7800
441 | ROL3205U00 | Reverse osmosis system 320 l / h - 230V 50Hz - for steel | 9300 | 9300
442 | ROL3206U00 | Reverse osmosis system 320 l / h - 230V 60Hz - for steel | 9300 | 9300
443 | ROC0605000 | Reverse osmosis system 60 l / h - 230V 50Hz - for steel | 3900 | 3900
444 | ROC0606000 | Reverse osmosis system 60 l / h - 230V 60Hz - for steel | 3900 | 3900
445 | ROC025500N | WTS compact 25 KG/H with pump | 2700 | 2700
446 | ROKC00KTVE | Kit expansion vessel with hoses and fittings | 171 | 171
447 | AUC1000000 | AUTOCLAVE 100 Liters (expansion vessel) | 488.2 | 488.2
448 | AUC2000000 | AUTOCLAVE 200 Liters (expansion vessel) | 747.8 | 747.8
449 | AUC3000000 | AUTOCLAVE 300 Liters (expansion vessel) | 883.7 | 883.7
450 |  |  |  | 0
451 | ROKL00AS01 | Antiscale liquid 25Kg (antiscalant) | 229.7 | 229.7
452 | ROKL00AS00 | Antiscale liquid NSF- 25Kg (antiscalant) | 402.7 | 402.7

## LINGUA (hidden)
| If needed change the language in the grey cells DO NOT MODIFY IN ANY WAY THE FIRST THREE COLUMNS A, B AND C | ENGLISH | ITALIANO | ENGLISH | FRANCAIS | DEUTSCH | ESPAÑOL
| AZIONE AUTOMATICA | SENTENCE TO INSERT | FRASI DA INSERIRE | SENTENCE TO INSERT |  |  | FRASES A INSERTAR | Unità di misura e limiti
| INSTRUCTIONS: insert input data in grey cells. Results appear in green cells. | INSTRUCTIONS: insert input data in grey cells. Results appear in green cells. | ISTRUZIONI: inserire i dati nelle caselle grigie. I dati elaborati compaiono nelle caselle color verde | INSTRUCTIONS: insert input data in grey cells. Results appear in green cells. | INSTRUCTION: insérer les données dans les cellules grisées. Les résultats apparaissent dans les cellules vert. | Anleitung: Die Eingabe der Daten erfolgt in die grauen Zellen. Die berechneten Ergebnisse werden in den grün Zellen ausgegeben. | INSTRUCCIONES: Insertar los datos en las casillas grises. Los datos elaborados aparecen en las casillas de color verde. | mm | mm
| Altitude a.s.l. | Altitude a.s.l. | Altitudine s.l.m. | Altitude a.s.l. | Altitude a.s.l | Höhe ü.d.M. | Altitud s.n.m. | g/kg | g/kg
| Altitude error | Altitude error | Errore altitudine | Altitude error | Erreur altitude | Fehler Höheneingabe | Error altitud | m/sec | m/sec
| External Air | External Air | Aria esterna | External Air |  |  | Aire en la entrada | °C | °C
| Air after the humidifier | Air after the humidifier | Aria in uscita | Air after the humidifier | Air après humidification | Luft nach dem Befeuchter | Aire en la salida | m^3/h | m^3/h
| m | m | m | m | m | m | m | kg/h | kg/h
| Relative humidity | Relative humidity | Umidità relativa | Relative humidity | Hygrométrie relative | relative Feuchte | Humedad relativa | bar | bar
| Temperature | Temperature | Temperatura | Temperature | Température | Temperatur | Temperatura | Hz | Hz
| Specific humidity | Specific humidity | Umidità specifica | Specific humidity | Hygrométrie spécifique | absolute Feuchte | Humedad específica | RPM | PRM
| Difference x2-x1 | Difference x2-x1 | Delta x2-x1 | Difference x2-x1 | Différence x2-x1 | Differenz x2-x1 | Delta x2-x1 | rH | rH
| The following diagram shows the isothermal transformation in red. Blue lines represent curves at a fixed relative humidity, while cyan ones are constant-enthalpy curves. | The following diagram shows the isothermal transformation in red. Blue lines represent curves at a fixed relative humidity, while cyan ones are constant-enthalpy curves. | Nel diagramma successivo è rappresentata in rosso la trasformazione isotermica scelta. In azzurro sono rappresentate le curve isoentalpiche mentre in blu sono riportate quelle ad umidità relativa costante. | The following diagram shows the isothermal transformation in red. Blue lines represent curves at a fixed relative humidity, while cyan ones are constant-enthalpy curves. | Le schéma suivant présente les transformations adiabatiques en rouge. Les lignes bleues représentent les courbes à humidité relative constante, les lignes cyans, les courbes à enthalpie constante. | Das folgende Diagramm wird die Enthalpie-Veränderung durch die adiabate Befeuchtung in roter Farbe dargstellt. Die blauen Linien zeigen die relative Luftfeuchte an und Cyan gibt die konstante Enthalpien an. | En el siguiente diagrama se representa en rojo la transformación isotérmica seleccionada. En azul se representan las curvas isentálpicas mientras que en celeste se muestran las de humedad relativa constante.
| Duct | Duct | Condotta | Duct | Gaine | Kanal | Conducto
| Internal width C1 | Internal width C1 | Larghezza interna C1 | Internal width C1 | Largeur interne C1 | Innere Kanalbreite C1 | Anchura interna C1
| Internal height C2 | Internal height C2 | Altezza interna C2 | Internal height C2 | Hauteur interne C2 | Innere Kanalhöhe C2 | Altura interna C2
| Percentage of recirculation air | Percentage of recirculation air | Percentuale di aria ricircolata | Percentage of recirculation air | Percentage of recirculation air | Percentage of recirculation air | Percentual de aire recirculada
| Air flow V | Air flow V | Portata oraria V | Air flow V | Débit d'air V | Luftvolumenstrom V | Producción horaria V
| Air flow GA | Air flow GA | Portata oraria GA | Air flow GA | Débit d'air GA | Muftmassenstrom m | Producción horaria GA
| Air speed | Air speed | Velocità dell'aria | Air speed | Vitesse d'air | Luftgeschwindigkeit | Velocidad del aire
| Total water flow Gw | Total water flow Gw | Acqua totale Gw | Total water flow Gw | Débit total d'eau Gw | Gesamt-Wassermenge | Agua total Gw
| Internal width too small | Internal width too small | Larghezza della condotta insufficiente! | Internal width too small | Largeur interne trop courte | Innere Kanalbreite C1 zu klein | ¡Anchura del conducto insuficiente!
| Internal height too small | Internal height too small | Altezza della condotta insufficiente! | Internal height too small | Hauteur interne trop courte | Innere Kanalhöhe C2 zu klein | ¡Altura del conducto insuficiente!
| Error | Error | Errore | Error | Erreur | Fehler | Error
| Active probe for ducts | Active probe for ducts | Sonde attive per condotta | Active probe for ducts | Sonde active pour gaine | aktiver Kanalfühler | Sondas activas para conducto
| Quantity | Quantity | Quantità | Quantity | Quantité | Anzahl | Cantidad
| Code | Code | Codice | Code | Code | Code | Código
| Description | Description | Descrizione | Description | Description | Beschreibung | Descripción
| List price | List price | Prezzo di listino | List price | Prix de liste | Listenpreis | Precio de lista
| TOTAL | TOTAL | TOTALE | TOTAL | TOTAL | GESAMT | TOTAL
| Do you want it? (Yes or No)? | Do you want it? (Yes or No)? | Lo si vuole (Si o No)? | Do you want it? (Yes or No)? | Voulez-vous? (Oui ou Non)? | Gewünscht? (Ja oder Nein) | ¿Lo desea (Si o No)?
1 | Yes/No? | Yes/No? | Si/No? | Yes/No? | Oui/Non? | (Ja/Nein) | ¿Si/No?
| Total list price | Total list price | Totale prezzo di listino | Total list price | Total prix liste | Gesamt Listenpreis | Total precio de lista
| Yes | Yes | Si | Yes | Oui? | Ja | Si
| No | No | No | No | Non | Nein | No
| Discount | Discount | Sconto | Discount | Remise | Rabatt | Descuento
| Temperature probe (0-50 °C) and humidity (10-90% rH) | Temperature probe (0-50 °C) and humidity (10-90% rH) | Sonda di temperatura (0..50 °C) e di umidità (10..90% rH) | Temperature probe (0-50 °C) and humidity (10-90% rH) | Sonde de température (0-50°C) et humidité (10-90% rH) | Temperatur- (0-50°C) und Feuchtefühler (10-90% r.F.) | Sonda de temperatura (0..50 °C) y de humedad (10..90% HR)
| Temperature probe (-10-70 °C) and humidity (0-100% rH) | Temperature probe (-10-70 °C) and humidity (0-100% rH) | Sonda di temperatura (-10..70 °C) e di umidità (0..100% rH) | Temperature probe (-10-70 °C) and humidity (0-100% rH) | Sonde de température (-10-70°C) et humidité (0-100% rH) | Temperatur- (-10-50°C) und Feuchtefühler (0-100% r.F.) | Sonda de temperatura (-10..70 °C) y de humedad (0..100% HR)
| Humidity probe 10-90% rH | Humidity probe 10-90% rH | Sonda d'umidità 10..90% rH | Humidity probe 10-90% rH | Sonde d'hygrométrie 10-90% rH | Feuchtefühler (10-90% r.F.) | Sonda de humedad 10..90% HR
| Humidity probe 0-100% rH | Humidity probe 0-100% rH | Sonda d'umidità 0..100% rH | Humidity probe 0-100% rH | Sonde d'hygrométrie 0-100% rH | Feuchtefühler (0-100% r.F.) | Sonda de humedad 0..100% HR
| Position | Position | Posizione | Position | Position | Position | Posición
| Code | Code | Articolo | Code | Code | Code | Artículo
| Price | Price | Prezzo | Price | Prix | Preis | Precio
| Humidifier | Humidifier | Umidificatore | Humidifier | Humidificateur | Befeuchter | Humidificador
| Steam distributor | Steam distributor | Distributore di vapore | Steam distributor | Rampe de distributeur de vapeur | Dampfverteiler | Distribuidor de vapor
| Steam hose | Steam hose | Tubo trasporto vapore | Steam hose | Flexible vapeur | Dampfschlauch | Tubo de transporte de vapor
| Drain hose | Drain hose | Tubo scarico condensa | Drain hose | Flexible condensas | Ablaufschlauch | Tubo de vaciado de condensados
| Possible solutions | Possible solutions | Soluzioni possibili | Possible solutions | Solution possible | Vorschlag | Soluciones posibles
| Humidifier code | Humidifier code | Codice umidificatore | Humidifier code | Code humidificateur | Bezeichnung Befeuchter | Código del humidificador
| Choice of the humidifier | Choice of the humidifier | Scelta dell'umidificatore | Choice of the humidifier | Choix d'humidificateur | Befeuchterauswahl | Selección del humidificador
| Y connection for steam hose | Y connection for steam hose | Raccordo a Y per tubi vapore | Y connection for steam hose | Raccord Y pour flexible vapeur | Y-Verteiler für Dampfschlauch | Racor en Y para tubos de vapor
| Number of humidifiers | Number of humidifiers | N° di umidificatori | Number of humidifiers | Nombre de humidificateurs | Anzahl der Luftbefeuchter | Nº de humidificadores
| STEP 1 | STEP 1 | STEP 1 | STEP 1 | STEP 1 | Schritt 1 | PASO 1
| STEP 2 | STEP 2 | STEP 2 | STEP 2 | STEP 2 | Schritt 2 | PASO 2
| STEP 3 | STEP 3 | STEP 3 | STEP 3 | STEP 3 | Schritt 3 | PASO 3
| Go to the "Selection" sheet | Go to the "Selection" sheet | Vai al foglio "Selection" | Go to the "Selection" sheet | Aller à la feuille de "Sélection" | Gehe zum "Selection"-Blatt | Ir a la hoja "Selección"
| No. of distributors in the duct | No. of distributors in the duct | N. di distributori in condotta | No. of distributors in the duct | Nbr de rampe dans la gaine | Nummer des Verteilers im Kanal | Nº de distribuidores en conducto
| Humidifier capacity (kg/h) | Humidifier capacity (kg/h) | Capacità dell'umidificatore (kg/h) | Humidifier capacity (kg/h) | Capacité de l'humidificateur (kg/h) | Befeuchtungsleistung (kg/h) | Capacidad del humidificador (kg/h)
| Max kg/h per distributor | Max kg/h per distributor | Portata max del distributore (kg/h) | Max kg/h per distributor | Débit max par rampe (kg/h) | Maximale Leistung pro Verteiler | Producción máx del distribuidor (kg/h)
| Distributor length (mm) | Distributor length (mm) | Lunghezza del distributore (mm) | Distributor length (mm) | Longueur de la rampe (mm) | Länge des Verteilers (mm) | Longitud del distribuidor (mm)
| Humidification distance (m) | Humidification distance (m) | Distanza di umidificazione (m) | Humidification distance (m) | Distance d'absorption (mm) | Befeuchtungsstrecke (m) | Distancia de humectación (m)
| The humidification distance is calculated using the work of Gundacker | The humidification distance is calculated using the work of Gundacker | La distanza di umidificazione è calcolata usando il lavoro di Gundacker | The humidification distance is calculated using the work of Gundacker | La distance d'absorption est calculée en utilisant le travail de Gundaker | Die Befeuchtungsstrecke wurde nach Gundacker berechnet. | La distancia de humectación se calcula utilizando el trabajo de Gundacker
| distributor lenght is bigger than duct width | distributor lenght is bigger than duct width | distributor lenght is bigger than duct width | distributor lenght is bigger than duct width | La longueur de la rampe est plus grande que la largeur de la gaine | Die Dampflanze ist länger als die Kanalbreite! | La longitud del distribuidor es mayor que la anchura del conducto
| humidification load is bigger than maximum steam distributor capacity | humidification load is bigger than maximum steam distributor capacity | humidification load is bigger than maximum steam distributor capacity | humidification load is bigger than maximum steam distributor capacity | Le débit de vapeur de l'humidificateur est plus grand que la capacité maximum des rampes | Die Befeuchtungsleistung ist zu groß um sie mit der längsten Dampflanze in die Luft einzubringen. | La carga de humectación es mayor que la capacidad máxima del distribuidor de vapor
| Voltage not available for the model chosen | Voltage not available for the model chosen | Tensione non disponibile per il modello di umidificatore scelto | Voltage not available for the model chosen | Tension non disponible pour le modèle choisi | Spannung nicht verfügbar für das gewählte Modell | Tensión no disponible para el modelo de humidificador seleccionado
| Option not correct for the model chosen | Option not correct for the model chosen | Optional non corretto per il modello di umidificatore scelto | Option not correct for the model chosen | Option pas correct pour le modèle choisi | Option nicht richtig für das Modell gewählt | Opción incorrecta para el modelo de humidificador seleccionado
| Disposable cylinder (humiSteam only) | Disposable cylinder (humiSteam only) | Cilindro standard (solo per humiSteam) | Disposable cylinder (humiSteam only) | Cylindre non ouvrant (UE seulement) | Einweg-Dampfzylinder (nur UE) | Cilindro standard (sólo para humiSteam)
| Cleanable cylinder (humiSteam only) | Cleanable cylinder (humiSteam only) | Cilindro apribile (solo per humiSteam) | Cleanable cylinder (humiSteam only) | Cylindre ouvrant (UE seulement) | Reinigungsfähig-Dampfzylinder (nur UE) | Cilindro practicable (sólo para humiSteam)
| heaterSteam process | heaterSteam process | heaterSteam process | heaterSteam process | heaterSteam process | heaterSteam process | heaterSteam process
| heaterSteam Titanium | heaterSteam Titanium | heaterSteam Titanium | heaterSteam Titanium | heaterSteam Titanium | heaterSteam Titanium | heaterSteam Titanium
| Pump 50 hz (gaSteam only) | Pump 50 hz (gaSteam only) | Pompa 50 Hz (solo per gaSteam) | Pump 50 hz (gaSteam only) | Pump 50 hz (gaSteam only) | Pump 50 hz (gaSteam only) | Pump 50 hz (gaSteam only)
| Pump 60 Hz (USA Market) (gaSteam only) | Pump 60 Hz (USA Market) (gaSteam only) | Pompa 60 Hz (Mercato usa) (Solo per gaSteam) | Pump 60 Hz (USA Market) (gaSteam only) | Pump 60 Hz (USA Market) (gaSteam only) | Pump 60 Hz (USA Market) (gaSteam only) | Pump 60 Hz (USA Market) (gaSteam only)
| Voltage specification | Voltage specification | Scelta della tensione | Voltage specification | Tension spécification | Spannung Spezifikation | Selección de la tensión
| Options specification | Options specification | Scelta delle caratteristiche opzionali | Options specification | Options spécification | Optionen Spezifikation | Selección de las características opcionales
| capacity of humidifier is less than the requested load | capacity of humidifier is less than the requested load | capacity of humidifier is less than the requested load | capacity of humidifier is less than the requested load | capacity of humidifier is less than the requested load | capacity of humidifier is less than the requested load | capacity of humidifier is less than the requested load
| Codice | English description | Descrizione italiana | English description | Description en français | Deutsche Version | Descripción italiana
| DP035D22R0 | Stainless steel steam distributor, inlet Ø=22 mm, l = 350 mm | Distributore di vapore inox, ingresso Ø=22 mm, L = 350 mm | Stainless steel steam distributor, inlet Ø=22 mm, l = 350 mm | Rampe distribution de vapeur Inox, int. Ø=22 mm, l = 350 mm | Edelstahl-Dampflanze, Anschluss Dampfschlauch Ø=22 mm, l = 350 mm | Distribuidor de vapor inox, entrada Ø=22 mm, L = 350 mm
| DP045D22R0 | Stainless steel steam distributor, inlet Ø=22 mm, l = 450 mm | Distributore di vapore inox, ingresso Ø=22 mm, L = 450 mm | Stainless steel steam distributor, inlet Ø=22 mm, l = 450 mm | Rampe distribution de vapeur Inox, int. Ø=22 mm, l = 450 mm | Edelstahl-Dampflanze, Anschluss Dampfschlauch Ø=22 mm, l = 450 mm | Distribuidor de vapor inox, entrada Ø=22 mm, L = 450 mm
| DP060D22R0 | Stainless steel steam distributor, inlet Ø=22 mm, l = 600 mm | Distributore di vapore inox, ingresso Ø=22 mm, L = 600 mm | Stainless steel steam distributor, inlet Ø=22 mm, l = 600 mm | Rampe distribution de vapeur Inox, int. Ø=22 mm, l = 600 mm | Edelstahl-Dampflanze, Anschluss Dampfschlauch Ø=22 mm, l = 600 mm | Distribuidor de vapor inox, entrada Ø=22 mm, L = 600 mm
| DP085D22R0 | Stainless steel steam distributor, inlet Ø=22 mm, l = 850 mm | Distributore di vapore inox, ingresso Ø=22 mm, L = 850 mm | Stainless steel steam distributor, inlet Ø=22 mm, l = 850 mm | Rampe distribution de vapeur Inox, int. Ø=22 mm, l = 850 mm | Edelstahl-Dampflanze, Anschluss Dampfschlauch Ø=22 mm, l = 850 mm | Distribuidor de vapor inox, entrada Ø=22 mm, L = 850 mm
| DP035D30R0 | Stainless steel steam distributor, inlet Ø=30 mm, l = 350 mm | Distributore di vapore inox, ingresso Ø=30 mm, L = 350 mm | Stainless steel steam distributor, inlet Ø=30 mm, l = 350 mm | Rampe distribution de vapeur Inox, int. Ø=30 mm, l = 350 mm | Edelstahl-Dampflanze, Anschluss Dampfschlauch Ø=30 mm, l = 350 mm | Distribuidor de vapor inox, entrada Ø=30 mm, L = 350 mm
| DP045D30R0 | Stainless steel steam distributor, inlet Ø=30 mm, l = 450 mm | Distributore di vapore inox, ingresso Ø=30 mm, L = 450 mm | Stainless steel steam distributor, inlet Ø=30 mm, l = 450 mm | Rampe distribution de vapeur Inox, int. Ø=30 mm, l = 450 mm | Edelstahl-Dampflanze, Anschluss Dampfschlauch Ø=30 mm, l = 450 mm | Distribuidor de vapor inox, entrada Ø=30 mm, L = 450 mm
| DP060D30R0 | Stainless steel steam distributor, inlet Ø=30 mm, l = 600 mm | Distributore di vapore inox, ingresso Ø=30 mm, L = 600 mm | Stainless steel steam distributor, inlet Ø=30 mm, l = 600 mm | Rampe distribution de vapeur Inox, int. Ø=30 mm, l = 600 mm | Edelstahl-Dampflanze, Anschluss Dampfschlauch Ø=30 mm, l = 600 mm | Distribuidor de vapor inox, entrada Ø=30 mm, L = 600 mm
| DP085D30R0 | Stainless steel steam distributor, inlet Ø=30 mm, l = 850 mm | Distributore di vapore inox, ingresso Ø=30 mm, L = 850 mm | Stainless steel steam distributor, inlet Ø=30 mm, l = 850 mm | Rampe distribution de vapeur Inox, int. Ø=30 mm, l = 850 mm | Edelstahl-Dampflanze, Anschluss Dampfschlauch Ø=30 mm, l = 850 mm | Distribuidor de vapor inox, entrada Ø=30 mm, L = 850 mm
| DP105D30R0 | Stainless steel steam distributor, inlet Ø=30 mm, l = 1,050 mm | Distributore di vapore inox, ingresso Ø=30 mm, L = 1.050 mm | Stainless steel steam distributor, inlet Ø=30 mm, l = 1,050 mm | Rampe distribution de vapeur Inox, int. Ø=30 mm, l = 1,050 mm | Edelstahl-Dampflanze, Anschluss Dampfschlauch Ø=30 mm, l = 1,050 mm | Distribuidor de vapor inox, entrada Ø=30 mm, L = 1.050 mm
| DP125D30R0 | Stainless steel steam distributor, inlet Ø=30 mm, l = 1,250 mm | Distributore di vapore inox, ingresso Ø=30 mm, L = 1.250 mm | Stainless steel steam distributor, inlet Ø=30 mm, l = 1,250 mm | Rampe distribution de vapeur Inox, int. Ø=30 mm, l = 1,250 mm | Edelstahl-Dampflanze, Anschluss Dampfschlauch Ø=30 mm, l = 1,250 mm | Distribuidor de vapor inox, entrada Ø=30 mm, L = 1.250 mm
| DP165D30R0 | Stainless steel steam distributor, inlet Ø=30 mm, l = 1.650 mm | Distributore di vapore inox, ingresso Ø=30 mm, L = 1.650 mm | Stainless steel steam distributor, inlet Ø=30 mm, l = 1.650 mm | Rampe distribution de vapeur Inox, int. Ø=30 mm, l = 1.650 mm | Edelstahl-Dampflanze, Anschluss Dampfschlauch Ø=30 mm, l = 1.650 mm | Distribuidor de vapor inox, entrada Ø=30 mm, L = 1.650 mm
| DP085D40R0 | Stainless steel steam distributor, inlet Ø=40 mm, l = 850 mm | Distributore di vapore inox, ingresso Ø=40 mm, L = 850 mm | Stainless steel steam distributor, inlet Ø=40 mm, l = 850 mm | Rampe distribution de vapeur Inox, int. Ø=40 mm, l = 850 mm | Edelstahl-Dampflanze, Anschluss Dampfschlauch Ø=40 mm, l = 850 mm | Distribuidor de vapor inox, entrada Ø=40 mm, L = 850 mm
| DP105D40R0 | Stainless steel steam distributor, inlet Ø=40 mm, l = 1,050 mm | Distributore di vapore inox, ingresso Ø=40 mm, L = 1.050 mm | Stainless steel steam distributor, inlet Ø=40 mm, l = 1,050 mm | Rampe distribution de vapeur Inox, int. Ø=40 mm, l = 1,050 mm | Edelstahl-Dampflanze, Anschluss Dampfschlauch Ø=40 mm, l = 1,050 mm | Distribuidor de vapor inox, entrada Ø=40 mm, L = 1.050 mm
| DP125D40R0 | Stainless steel steam distributor, inlet Ø=40 mm, l = 1,250 mm | Distributore di vapore inox, ingresso Ø=40 mm, L = 1.250 mm | Stainless steel steam distributor, inlet Ø=40 mm, l = 1,250 mm | Rampe distribution de vapeur Inox, int. Ø=40 mm, l = 1,250 mm | Edelstahl-Dampflanze, Anschluss Dampfschlauch Ø=40 mm, l = 1,250 mm | Distribuidor de vapor inox, entrada Ø=40 mm, L = 1.250 mm
| DP165D40R0 | Stainless steel steam distributor, inlet Ø=40 mm, l = 1,650 mm | Distributore di vapore inox, ingresso Ø=40 mm, L = 1.650 mm | Stainless steel steam distributor, inlet Ø=40 mm, l = 1,650 mm | Rampe distribution de vapeur Inox, int. Ø=40 mm, l = 1,650 mm | Edelstahl-Dampflanze, Anschluss Dampfschlauch Ø=40 mm, l = 1,650 mm | Distribuidor de vapor inox, entrada Ø=40 mm, L = 1.650 mm
| DP205D40R0 | Stainless steel steam distributor, inlet Ø=40 mm, l = 2,050 mm | Distributore di vapore inox, ingresso Ø=40 mm, L = 2.050 mm | Stainless steel steam distributor, inlet Ø=40 mm, l = 2,050 mm | Rampe distribution de vapeur Inox, int. Ø=40 mm, l = 2,050 mm | Edelstahl-Dampflanze, Anschluss Dampfschlauch Ø=40 mm, l = 2,050 mm | Distribuidor de vapor inox, entrada Ø=40 mm, L = 2.050 mm
| DP030D22RU | Stainless steel steam distributor, inlet Ø=22 mm, l = 300 mm | Distributore di vapore inox, ingresso Ø=22 mm, L = 300 mm | Stainless steel steam distributor, inlet Ø=22 mm, l = 300 mm | Rampe distribution de vapeur Inox, int. Ø=22 mm, l = 300 mm | Edelstahl-Dampflanze, Anschluss Dampfschlauch Ø=22 mm, l = 300 mm | Distribuidor de vapor inox, entrada Ø=22 mm, L = 300 mm
| DP030D30RU | Stainless steel steam distributor, inlet Ø=30 mm, l = 300 mm | Distributore di vapore inox, ingresso Ø=30 mm, L = 300 mm | Stainless steel steam distributor, inlet Ø=30 mm, l = 300 mm | Rampe distribution de vapeur Inox, int. Ø=30 mm, l = 300 mm | Edelstahl-Dampflanze, Anschluss Dampfschlauch Ø=30 mm, l = 300 mm | Distribuidor de vapor inox, entrada Ø=30 mm, L = 300 mm
| DP045D30RU | Stainless steel steam distributor, inlet Ø=30 mm, l = 450 mm | Distributore di vapore inox, ingresso Ø=30 mm, L = 450 mm | Stainless steel steam distributor, inlet Ø=30 mm, l = 450 mm | Rampe distribution de vapeur Inox, int. Ø=30 mm, l = 450 mm | Edelstahl-Dampflanze, Anschluss Dampfschlauch Ø=30 mm, l = 450 mm | Distribuidor de vapor inox, entrada Ø=30 mm, L = 450 mm
| DP060D30RU | Stainless steel steam distributor, inlet Ø=30 mm, l = 600 mm | Distributore di vapore inox, ingresso Ø=30 mm, L = 600 mm | Stainless steel steam distributor, inlet Ø=30 mm, l = 600 mm | Rampe distribution de vapeur Inox, int. Ø=30 mm, l = 600 mm | Edelstahl-Dampflanze, Anschluss Dampfschlauch Ø=30 mm, l = 600 mm | Distribuidor de vapor inox, entrada Ø=30 mm, L = 600 mm
| DP060D40RU | Stainless steel steam distributor, inlet Ø=40 mm, l = 600 mm | Distributore di vapore inox, ingresso Ø=40 mm, L = 600 mm | Stainless steel steam distributor, inlet Ø=40 mm, l = 600 mm | Rampe distribution de vapeur Inox, int. Ø=40 mm, l = 600 mm | Edelstahl-Dampflanze, Anschluss Dampfschlauch Ø=40 mm, l = 600 mm | Distribuidor de vapor inox, entrada Ø=40 mm, L = 600 mm
| SDPOEM0012 | SDP OEM: steam injection nozzle up to 3 kg/h | SDP OEM: ugello vapore fino a 3 kg/h | SDP OEM: steam injection nozzle up to 3 kg/h | SDP OEM: buse injection de vapeur jusqu'à 3 kg/h | SDP OEM: Dampfdüse bis 3 kg/h | SDP OEM: boquilla de vapor hasta 3 kg/h
| SDPOEM0022 | SDP OEM: steam injection nozzle from 3 to 15 kg/h | SDP OEM ugello vapore da 3 fino a 18 kg/h | SDP OEM: steam injection nozzle from 3 to 15 kg/h | SDP OEM: buse injection de vapeur de 3 à 15 kg/h | SDP OEM: Dampfdüse von 3 bis 15 kg/h | SDP OEM boquilla de vapor de 3 a 18 kg/h
| SDPOEM0000 | SDP OEM: customizable steam injection nozzle | SDP OEM ugello vapore non forato | SDP OEM: customizable steam injection nozzle | SDP OEM: buse injection de vapeur non percée | SDP OEM: anpassbare Dampfdüse | SDP OEM boquilla de vapor no agujereada
| UEKY000000 | ‘Y’ connector for steam hoses (from 1x Ø=40 mm to 2x Ø=30 mm) | Raccordo a Y per tubi vapore (da 1x Ø=40 mm a 2x Ø=30 mm) | ‘Y’ connector for steam hoses (from 1x Ø=40 mm to 2x Ø=30 mm) | Raccord ‘Y’ pour flexible vapeur (de 1x Ø=40 mm à 2x Ø=30 mm) | ‘Y’ -Verteiler für Dampfschläuche (von 1x Ø=40 mm auf 2x Ø=30 mm) | Racor en Y para tubos de vapor (desde 1x Ø=40 mm hasta 2x Ø=30 mm)
| UEKY40X400 | ‘Y’ connector for steam hoses (from 1x Ø=40 mm to 2x Ø=40 mm) | Raccordo a Y per tubi vapore (da 1x Ø=40 mm a 2x Ø=40 mm) | ‘Y’ connector for steam hoses (from 1x Ø=40 mm to 2x Ø=40 mm) | Raccord ‘Y’ pour flexible vapeur (de 1x Ø=40 mm à 2x Ø=40 mm) | ‘Y’ -Verteiler für Dampfschläuche (von 1x Ø=40 mm auf 2x Ø=40 mm) | Racor en Y para tubos de vapor (desde 1x Ø=40 mm hasta 2x Ø=40 mm)
| 1312360AXX | Steam hose with steel spring Ø=22 mm (per metre) | Tubo trasporto vapore con spirale acciaio Ø=22 mm (al metro) | Steam hose with steel spring Ø=22 mm (per metre) | Flexible vapeur renforcé Ø=22 mm (par mètre) | Dampfschlauch mit integrierter Stahlfeder Ø=22 mm (pro Meter) | Tubo de transporte de vapor con espiral de acero Ø=22 mm (el metro)
| 1312365AXX | Steam hose with steel spring Ø=30 mm (per meter) | Tubo trasporto vapore con spirale acciaio Ø=30 mm (al metro) | Steam hose with steel spring Ø=30 mm (per meter) | Flexible vapeur renforcé Ø=30 mm (par mètre) | Dampfschlauch mit integrierter Stahlfeder Ø=30 mm (pro Meter) | Tubo de transporte de vapor con espiral de acero Ø=30 mm (el metro)
| 1312367AXX | Steam hose with steel spring Ø=40 mm (per metre) | Tubo trasporto vapore con spirale acciaio Ø=40 mm (al metro) | Steam hose with steel spring Ø=40 mm (per metre) | Flexible vapeur renforcé Ø=40 mm (par mètre) | Dampfschlauch mit integrierter Stahlfeder Ø=40 mm (pro Meter) | Tubo de transporte de vapor con espiral de acero Ø=40 mm (el metro)
| FWH3415003 | Water fill hose l = 1.5 m with 3/4” fitting | Tubo carico acqua l = 1,5 m con connessione 3/4” | Water fill hose l = 1.5 m with 3/4” fitting | Flexible alimentation eau l = 1.5 m avec raccord 3/4” | Wasser-Anschluss-Schlauch l = 1.5 m mit 3/4” Muffe | Tubo de llenado de agua l = 1,5 m con conexión 3/4”
| FWH3430003 | Water fill hose l = 3 m with 3/4” fitting | Tubo carico acqua l = 3 m con connessione 3/4” | Water fill hose l = 3 m with 3/4” fitting | Flexible alimentation eau l = 3 m avec raccord 3/4” | Wasser-Anschluss-Schlauch l = 3 m mit 3/4” Muffe | Tubo de llenado de agua l = 3 m con conexión 3/4”
| FWHDCV0003 | Water fill hose with dual-check valve (included from UE065 to UE130) | Tubo carico acqua con valvola antiritorno (incluso da UE065 a UE130) | Water fill hose with dual-check valve (included from UE065 to UE130) | Flexible alimentation eau avec clapet (inclus sur UE065 à UE130) | Wasser-Anschluss-Schlauch mit Doppel-Rückschlagventil (beim UE065 bis UE130 im Lieferumfang enthalten) | Tubo de llenado de agua con válvula antiretorno (incluso de UE065 a UE130)
| 1312353APG | SFC 006: condensate drain hose Ø=7 mm (per metre) | SFC 006: tubo per scarico condensa Ø=7 mm (al metro) per testate ventilanti e ugelli SDPOEM00** | SFC 006: condensate drain hose Ø=7 mm (per metre) | SFC 006: flexible condensas Ø=7 mm (par mètre) | SFC 006: Kondensatablauf Schlauch Ø=7 mm (pro Meter) | SFC 006: tubo para vaciado condensado Ø=7 mm (el metro) para cabezales ventiladores y boquillas SDPOEM00**
| 1312368AXX | condensate drain hose Ø=10 mm (per metre) | tubo per scarico condensa Ø=10 mm (al metro) per distributori di vapore DP***D**R* | condensate drain hose Ø=10 mm (per metre) | flexible condensas Ø=10 mm (par mètre) | Kondensatablauf Schlauch Ø=10 mm (pro Meter) | Tubo para vaciado condensado Ø=10 mm (el metro) para distribuidores de vapor DP***D**R*
| DPWC112000 | Active wall mounting sensor: Temperature (-10T60 °C) and humidity (10 to 90% rH) | Sonda attiva per ambiente: temperatura (-10T60 °C) ed umidità (10…90% rH) | Active wall mounting sensor: Temperature (-10T60 °C) and humidity (10 to 90% rH) | Active wall mounting sensor: Temperature (-10T60 °C) and humidity (10 to 90% rH) | Raumfüheler für Temperatur (-10T60 °C) und Feuchte (10-90% r.F.) | Sonda activa para ambiente: temperatura (-10T60 °C) y humedad (10…90% rH)
| DPPC112000 | Active sensor for industrial environments: Temperature (-20T70 °C) and humidity (10 to 90% rH) | Sonda attiva per ambiente industriale: Temperatura (-20T70 °C) ed umidità (10…90% rH) | Active sensor for industrial environments: Temperature (-20T70 °C) and humidity (10 to 90% rH) | Active sensor for industrial environments: Temperature (-20T70 °C) and humidity (10 to 90% rH) | Wandfüheler für Temperatur (-20T70 °C) und Feuchte (10-90% r.F.) | Sonda activa para ambiente industrial: temperatura (-20T70 °C) y humedad (10…90% rH)
| DPPC212000 | Active sensor for industrial environments: Temperature (-20T70 °C) and humidity (0 to 100% rH) | Sonda attiva per ambiente industriale: Temperatura (-20T70 °C) ed umidità (0…100% rH) | Active sensor for industrial environments: Temperature (-20T70 °C) and humidity (0 to 100% rH) | Active sensor for industrial environments: Temperature (-20T70 °C) and humidity (0 to 100% rH) | Wandfüheler für Temperatur (-20T70 °C) und Feuchte (0-100% r.F.) | Sonda activa para ambiente industrial: temperatura (-20T70 °C) y humedad (0…100% rH)
| DPDC112000 | Active sensor for ducts: Temperature (-20T70 °C) and humidity (10 to 90% rH) | Sonda attiva per condotta: Temperatura (-20T70 °C) ed umidità (10…90% rH) | Active sensor for ducts: Temperature (-20T70 °C) and humidity (10 to 90% rH) | Active sensor for ducts: Temperature (-20T70 °C) and humidity (10 to 90% rH) | Kanalfüheler für Temperatur (-20T70 °C) und Feuchte (10-90% r.F.) | Sonda activa para conducto: temperatura (-20T70 °C) y humedad (10…90% rH)
| DPDC212000 | Active sensor for ducts: Temperature (-20T70 °C) and humidity (0 to 100% rH) | Sonda attiva per condotta: Temperatura (-20T70 °C) ed umidità (0…100% rH) | Active sensor for ducts: Temperature (-20T70 °C) and humidity (0 to 100% rH) | Active sensor for ducts: Temperature (-20T70 °C) and humidity (0 to 100% rH) | Kanalfüheler für Temperatur (-20T70 °C) und Feuchte (0-100% r.F.) | Sonda activa para conducto: temperatura (-20T70 °C) y humedad (0…100% rH)
| ASET030001 | Temperature probe (-30T90 °C) for universal use | Sonda di temperatura (-30T90 °C) per uso universale | Temperature probe (-30T90 °C) for universal use | Temperature probe (-30T90 °C) for universal use | Temperaturfüheler (-30T90 °C) | Sonda de temperatura (-30T90 °C) para uso universal
| UE001YD001 | humiSteam Basic 1,5 kg/h, 230V 1~, ON/OFF or proportional, disposable cylinder | humiSteam Basic 1,5 kg/h, 230V 1~, ON/OFF o proporzionale, cilindro non apribile | humiSteam Basic 1,5 kg/h, 230V 1~, ON/OFF or proportional, disposable cylinder | humiSteam Basic 1,5 kg/h, 230V 1~, ON/OFF ou proportionnel, cylindre non ouvrant | humiSteam Basic 1,5 kg/h, 230V 1~, EIN/AUS-Betrieb oder proportional Regelung, Einweg-Dampfzylinder | humiSteam Basic 1,5 kg/h, 230V 1~, todo/nada o proporcional, cilindro no practicable
| UE001YDC01 | humiSteam Basic 1,5 kg/h, 230V 1~, ON/OFF or proportional, cleanable cylinder | humiSteam Basic 1,5 kg/h, 230V 1~, ON/OFF o proporzionale, cilindro apribile | humiSteam Basic 1,5 kg/h, 230V 1~, ON/OFF or proportional, cleanable cylinder | humiSteam Basic 1,5 kg/h, 230V 1~, ON/OFF ou proportionnel, cylindre ouvrant | humiSteam Basic 1,5 kg/h, 230V 1~, EIN/AUS-Betrieb oder proportional Regelung, Reinigungsfähig-Dampfzylinder | humiSteam Basic 1,5 kg/h, 230V 1~, todo/nada o proporcional, cilindro practicable
| UE001YU001 | humiSteam Basic 1,5 kg/h, 208V 1~, ON/OFF or proportional, disposable cylinder | humiSteam Basic 1,5 kg/h, 208V 1~, ON/OFF o proporzionale, cilindro non apribile | humiSteam Basic 1,5 kg/h, 208V 1~, ON/OFF or proportional, disposable cylinder | humiSteam Basic 1,5 kg/h, 208V 1~, ON/OFF ou proportionnel, cylindre non ouvrant | humiSteam Basic 1,5 kg/h, 208V 1~, EIN/AUS-Betrieb oder proportional Regelung, Einweg-Dampfzylinder | humiSteam Basic 1,5 kg/h, 208V 1~, todo/nada o proporcional, cilindro no practicable
| UE001YUC01 | humiSteam Basic 1,5 kg/h, 208V 1~, ON/OFF or proportional, cleanable cylinder | humiSteam Basic 1,5 kg/h, 208V 1~, ON/OFF o proporzionale, cilindro apribile | humiSteam Basic 1,5 kg/h, 208V 1~, ON/OFF or proportional, cleanable cylinder | humiSteam Basic 1,5 kg/h, 208V 1~, ON/OFF ou proportionnel, cylindre ouvrant | humiSteam Basic 1,5 kg/h, 208V 1~, EIN/AUS-Betrieb oder proportional Regelung, Reinigungsfähig-Dampfzylinder | humiSteam Basic 1,5 kg/h, 208V 1~, todo/nada o proporcional, cilindro practicable
| UE003YD001 | humiSteam Basic 3 kg/h, 230V 1~, ON/OFF or proportional, disposable cylinder | humiSteam Basic 3 kg/h, 230V 1~, ON/OFF o proporzionale, cilindro non apribile | humiSteam Basic 3 kg/h, 230V 1~, ON/OFF or proportional, disposable cylinder | humiSteam Basic 3 kg/h, 230V 1~, ON/OFF ou proportionnel, cylindre non ouvrant | humiSteam Basic 3 kg/h, 230V 1~, EIN/AUS-Betrieb oder proportional Regelung, Einweg-Dampfzylinder | humiSteam Basic 3 kg/h, 230V 1~, todo/nada o proporcional, cilindro no practicable
| UE003YDC01 | humiSteam Basic 3 kg/h, 230V 1~, ON/OFF or proportional, cleanable cylinder | humiSteam Basic 3 kg/h, 230V 1~, ON/OFF o proporzionale, cilindro apribile | humiSteam Basic 3 kg/h, 230V 1~, ON/OFF or proportional, cleanable cylinder | humiSteam Basic 3 kg/h, 230V 1~, ON/OFF ou proportionnel, cylindre ouvrant | humiSteam Basic 3 kg/h, 230V 1~, EIN/AUS-Betrieb oder proportional Regelung, Reinigungsfähig-Dampfzylinder | humiSteam Basic 3 kg/h, 230V 1~, todo/nada o proporcional, cilindro practicable
| UE003YK001 | humiSteam Basic 3 kg/h, 230V 3~, ON/OFF or proportional, disposable cylinder | humiSteam Basic 3 kg/h, 230V 3~, ON/OFF o proporzionale, cilindro non apribile | humiSteam Basic 3 kg/h, 230V 3~, ON/OFF or proportional, disposable cylinder | humiSteam Basic 3 kg/h, 230V 3~, ON/OFF ou proportionnel, cylindre non ouvrant | humiSteam Basic 3 kg/h, 230V 3~, EIN/AUS-Betrieb oder proportional Regelung, Einweg-Dampfzylinder | humiSteam Basic 3 kg/h, 230V 3~, todo/nada o proporcional, cilindro no practicable
| UE003YKC01 | humiSteam Basic 3 kg/h, 230V 3~, ON/OFF or proportional, cleanable cylinder | humiSteam Basic 3 kg/h, 230V 3~, ON/OFF o proporzionale, cilindro apribile | humiSteam Basic 3 kg/h, 230V 3~, ON/OFF or proportional, cleanable cylinder | humiSteam Basic 3 kg/h, 230V 3~, ON/OFF ou proportionnel, cylindre ouvrant | humiSteam Basic 3 kg/h, 230V 3~, EIN/AUS-Betrieb oder proportional Regelung, Reinigungsfähig-Dampfzylinder | humiSteam Basic 3 kg/h, 230V 3~, todo/nada o proporcional, cilindro practicable
| UE003YL001 | humiSteam Basic 3 kg/h, 400V 3~, ON/OFF or proportional, disposable cylinder | humiSteam Basic 3 kg/h, 400V 3~, ON/OFF o proporzionale, cilindro non apribile | humiSteam Basic 3 kg/h, 400V 3~, ON/OFF or proportional, disposable cylinder | humiSteam Basic 3 kg/h, 400V 3~, ON/OFF ou proportionnel, cylindre non ouvrant | humiSteam Basic 3 kg/h, 400V 3~, EIN/AUS-Betrieb oder proportional Regelung, Einweg-Dampfzylinder | humiSteam Basic 3 kg/h, 400V 3~, todo/nada o proporcional, cilindro no practicable
| UE003YLC01 | humiSteam Basic 3 kg/h, 400V 3~, ON/OFF or proportional, cleanable cylinder | humiSteam Basic 3 kg/h, 400V 3~, ON/OFF o proporzionale, cilindro apribile | humiSteam Basic 3 kg/h, 400V 3~, ON/OFF or proportional, cleanable cylinder | humiSteam Basic 3 kg/h, 400V 3~, ON/OFF ou proportionnel, cylindre ouvrant | humiSteam Basic 3 kg/h, 400V 3~, EIN/AUS-Betrieb oder proportional Regelung, Reinigungsfähig-Dampfzylinder | humiSteam Basic 3 kg/h, 400V 3~, todo/nada o proporcional, cilindro practicable
| UE003YM001 | humiSteam Basic 3 kg/h, 460V 3~, ON/OFF or proportional, disposable cylinder | humiSteam Basic 3 kg/h, 460V 3~, ON/OFF o proporzionale, cilindro non apribile | humiSteam Basic 3 kg/h, 460V 3~, ON/OFF or proportional, disposable cylinder | humiSteam Basic 3 kg/h, 460V 3~, ON/OFF ou proportionnel, cylindre non ouvrant | humiSteam Basic 3 kg/h, 460V 3~, EIN/AUS-Betrieb oder proportional Regelung, Einweg-Dampfzylinder | humiSteam Basic 3 kg/h, 460V 3~, todo/nada o proporcional, cilindro no practicable
| UE003YMC01 | humiSteam Basic 3 kg/h, 460V 3~, ON/OFF or proportional, cleanable cylinder | humiSteam Basic 3 kg/h, 460V 3~, ON/OFF o proporzionale, cilindro apribile | humiSteam Basic 3 kg/h, 460V 3~, ON/OFF or proportional, cleanable cylinder | humiSteam Basic 3 kg/h, 460V 3~, ON/OFF ou proportionnel, cylindre ouvrant | humiSteam Basic 3 kg/h, 460V 3~, EIN/AUS-Betrieb oder proportional Regelung, Reinigungsfähig-Dampfzylinder | humiSteam Basic 3 kg/h, 460V 3~, todo/nada o proporcional, cilindro practicable
humiSteam Basic 3 kg/h, 575V 3~, todo/nada o proporcional, cilindro no practicable
humiSteam Basic 3 kg/h, 575V 3~, todo/nada o proporcional, cilindro practicable
| UE003YU001 | humiSteam Basic 3 kg/h, 208V 1~, ON/OFF or proportional, disposable cylinder | humiSteam Basic 3 kg/h, 208V 1~, ON/OFF o proporzionale, cilindro non apribile | humiSteam Basic 3 kg/h, 208V 1~, ON/OFF or proportional, disposable cylinder | humiSteam Basic 3 kg/h, 208V 1~, ON/OFF ou proportionnel, cylindre non ouvrant | humiSteam Basic 3 kg/h, 208V 1~, EIN/AUS-Betrieb oder proportional Regelung, Einweg-Dampfzylinder | humiSteam Basic 3 kg/h, 208V 1~, todo/nada o proporcional, cilindro no practicable
| UE003YUC01 | humiSteam Basic 3 kg/h, 208V 1~, ON/OFF or proportional, cleanable cylinder | humiSteam Basic 3 kg/h, 208V 1~, ON/OFF o proporzionale, cilindro apribile | humiSteam Basic 3 kg/h, 208V 1~, ON/OFF or proportional, cleanable cylinder | humiSteam Basic 3 kg/h, 208V 1~, ON/OFF ou proportionnel, cylindre ouvrant | humiSteam Basic 3 kg/h, 208V 1~, EIN/AUS-Betrieb oder proportional Regelung, Reinigungsfähig-Dampfzylinder | humiSteam Basic 3 kg/h, 208V 1~, todo/nada o proporcional, cilindro practicable
| UE003YW001 | humiSteam Basic 3 kg/h, 208V 3~, ON/OFF or proportional, disposable cylinder | humiSteam Basic 3 kg/h, 208V 3~, ON/OFF o proporzionale, cilindro non apribile | humiSteam Basic 3 kg/h, 208V 3~, ON/OFF or proportional, disposable cylinder | humiSteam Basic 3 kg/h, 208V 3~, ON/OFF ou proportionnel, cylindre non ouvrant | humiSteam Basic 3 kg/h, 208V 3~, EIN/AUS-Betrieb oder proportional Regelung, Einweg-Dampfzylinder | humiSteam Basic 3 kg/h, 208V 3~, todo/nada o proporcional, cilindro no practicable
| UE003YWC01 | humiSteam Basic 3 kg/h, 208V 3~, ON/OFF or proportional, cleanable cylinder | humiSteam Basic 3 kg/h, 208V 3~, ON/OFF o proporzionale, cilindro apribile | humiSteam Basic 3 kg/h, 208V 3~, ON/OFF or proportional, cleanable cylinder | humiSteam Basic 3 kg/h, 208V 3~, ON/OFF ou proportionnel, cylindre ouvrant | humiSteam Basic 3 kg/h, 208V 3~, EIN/AUS-Betrieb oder proportional Regelung, Reinigungsfähig-Dampfzylinder | humiSteam Basic 3 kg/h, 208V 3~, todo/nada o proporcional, cilindro practicable
| UE005YD001 | humiSteam Basic 5 kg/h, 230V 1~, ON/OFF or proportional, disposable cylinder | humiSteam Basic 5 kg/h, 230V 1~, ON/OFF o proporzionale, cilindro non apribile | humiSteam Basic 5 kg/h, 230V 1~, ON/OFF or proportional, disposable cylinder | humiSteam Basic 5 kg/h, 230V 1~, ON/OFF ou proportionnel, cylindre non ouvrant | humiSteam Basic 5 kg/h, 230V 1~, EIN/AUS-Betrieb oder proportional Regelung, Einweg-Dampfzylinder | humiSteam Basic 5 kg/h, 230V 1~, todo/nada o proporcional, cilindro no practicable
| UE005YDC01 | humiSteam Basic 5 kg/h, 230V 1~, ON/OFF or proportional, cleanable cylinder | humiSteam Basic 5 kg/h, 230V 1~, ON/OFF o proporzionale, cilindro apribile | humiSteam Basic 5 kg/h, 230V 1~, ON/OFF or proportional, cleanable cylinder | humiSteam Basic 5 kg/h, 230V 1~, ON/OFF ou proportionnel, cylindre ouvrant | humiSteam Basic 5 kg/h, 230V 1~, EIN/AUS-Betrieb oder proportional Regelung, Reinigungsfähig-Dampfzylinder | humiSteam Basic 5 kg/h, 230V 1~, todo/nada o proporcional, cilindro practicable
| UE005YK001 | humiSteam Basic 5 kg/h, 230V 3~, ON/OFF or proportional, disposable cylinder | humiSteam Basic 5 kg/h, 230V 3~, ON/OFF o proporzionale, cilindro non apribile | humiSteam Basic 5 kg/h, 230V 3~, ON/OFF or proportional, disposable cylinder | humiSteam Basic 5 kg/h, 230V 3~, ON/OFF ou proportionnel, cylindre non ouvrant | humiSteam Basic 5 kg/h, 230V 3~, EIN/AUS-Betrieb oder proportional Regelung, Einweg-Dampfzylinder | humiSteam Basic 5 kg/h, 230V 3~, todo/nada o proporcional, cilindro no practicable
| UE005YKC01 | humiSteam Basic 5 kg/h, 230V 3~, ON/OFF or proportional, cleanable cylinder | humiSteam Basic 5 kg/h, 230V 3~, ON/OFF o proporzionale, cilindro apribile | humiSteam Basic 5 kg/h, 230V 3~, ON/OFF or proportional, cleanable cylinder | humiSteam Basic 5 kg/h, 230V 3~, ON/OFF ou proportionnel, cylindre ouvrant | humiSteam Basic 5 kg/h, 230V 3~, EIN/AUS-Betrieb oder proportional Regelung, Reinigungsfähig-Dampfzylinder | humiSteam Basic 5 kg/h, 230V 3~, todo/nada o proporcional, cilindro practicable
| UE005YL001 | humiSteam Basic 5 kg/h, 400V 3~, ON/OFF or proportional, disposable cylinder | humiSteam Basic 5 kg/h, 400V 3~, ON/OFF o proporzionale, cilindro non apribile | humiSteam Basic 5 kg/h, 400V 3~, ON/OFF or proportional, disposable cylinder | humiSteam Basic 5 kg/h, 400V 3~, ON/OFF ou proportionnel, cylindre non ouvrant | humiSteam Basic 5 kg/h, 400V 3~, EIN/AUS-Betrieb oder proportional Regelung, Einweg-Dampfzylinder | humiSteam Basic 5 kg/h, 400V 3~, todo/nada o proporcional, cilindro no practicable
| UE005YLC01 | humiSteam Basic 5 kg/h, 400V 3~, ON/OFF or proportional, cleanable cylinder | humiSteam Basic 5 kg/h, 400V 3~, ON/OFF o proporzionale, cilindro apribile | humiSteam Basic 5 kg/h, 400V 3~, ON/OFF or proportional, cleanable cylinder | humiSteam Basic 5 kg/h, 400V 3~, ON/OFF ou proportionnel, cylindre ouvrant | humiSteam Basic 5 kg/h, 400V 3~, EIN/AUS-Betrieb oder proportional Regelung, Reinigungsfähig-Dampfzylinder | humiSteam Basic 5 kg/h, 400V 3~, todo/nada o proporcional, cilindro practicable
| UE005YM001 | humiSteam Basic 5 kg/h, 460V 3~, ON/OFF or proportional, disposable cylinder | humiSteam Basic 5 kg/h, 460V 3~, ON/OFF o proporzionale, cilindro non apribile | humiSteam Basic 5 kg/h, 460V 3~, ON/OFF or proportional, disposable cylinder | humiSteam Basic 5 kg/h, 460V 3~, ON/OFF ou proportionnel, cylindre non ouvrant | humiSteam Basic 5 kg/h, 460V 3~, EIN/AUS-Betrieb oder proportional Regelung, Einweg-Dampfzylinder | humiSteam Basic 5 kg/h, 460V 3~, todo/nada o proporcional, cilindro no practicable
| UE005YMC01 | humiSteam Basic 5 kg/h, 460V 3~, ON/OFF or proportional, cleanable cylinder | humiSteam Basic 5 kg/h, 460V 3~, ON/OFF o proporzionale, cilindro apribile | humiSteam Basic 5 kg/h, 460V 3~, ON/OFF or proportional, cleanable cylinder | humiSteam Basic 5 kg/h, 460V 3~, ON/OFF ou proportionnel, cylindre ouvrant | humiSteam Basic 5 kg/h, 460V 3~, EIN/AUS-Betrieb oder proportional Regelung, Reinigungsfähig-Dampfzylinder | humiSteam Basic 5 kg/h, 460V 3~, todo/nada o proporcional, cilindro practicable
| UE005YN001 | humiSteam Basic 5 kg/h, 575V 3~, ON/OFF or proportional, disposable cylinder | humiSteam Basic 5 kg/h, 575V 3~, ON/OFF o proporzionale, cilindro non apribile | humiSteam Basic 5 kg/h, 575V 3~, ON/OFF or proportional, disposable cylinder | humiSteam Basic 5 kg/h, 575V 3~, ON/OFF ou proportionnel, cylindre non ouvrant | humiSteam Basic 5 kg/h, 575V 3~, EIN/AUS-Betrieb oder proportional Regelung, Einweg-Dampfzylinder | humiSteam Basic 5 kg/h, 575V 3~, todo/nada o proporcional, cilindro no practicable
| UE005YNC01 | humiSteam Basic 5 kg/h, 575V 3~, ON/OFF or proportional, cleanable cylinder | humiSteam Basic 5 kg/h, 575V 3~, ON/OFF o proporzionale, cilindro apribile | humiSteam Basic 5 kg/h, 575V 3~, ON/OFF or proportional, cleanable cylinder | humiSteam Basic 5 kg/h, 575V 3~, ON/OFF ou proportionnel, cylindre ouvrant | humiSteam Basic 5 kg/h, 575V 3~, EIN/AUS-Betrieb oder proportional Regelung, Reinigungsfähig-Dampfzylinder | humiSteam Basic 5 kg/h, 575V 3~, todo/nada o proporcional, cilindro practicable
| UE005YU001 | humiSteam Basic 5 kg/h, 208V 1~, ON/OFF or proportional, disposable cylinder | humiSteam Basic 5 kg/h, 208V 1~, ON/OFF o proporzionale, cilindro non apribile | humiSteam Basic 5 kg/h, 208V 1~, ON/OFF or proportional, disposable cylinder | humiSteam Basic 5 kg/h, 208V 1~, ON/OFF ou proportionnel, cylindre non ouvrant | humiSteam Basic 5 kg/h, 208V 1~, EIN/AUS-Betrieb oder proportional Regelung, Einweg-Dampfzylinder | humiSteam Basic 5 kg/h, 208V 1~, todo/nada o proporcional, cilindro no practicable
| UE005YUC01 | humiSteam Basic 5 kg/h, 208V 1~, ON/OFF or proportional, cleanable cylinder | humiSteam Basic 5 kg/h, 208V 1~, ON/OFF o proporzionale, cilindro apribile | humiSteam Basic 5 kg/h, 208V 1~, ON/OFF or proportional, cleanable cylinder | humiSteam Basic 5 kg/h, 208V 1~, ON/OFF ou proportionnel, cylindre ouvrant | humiSteam Basic 5 kg/h, 208V 1~, EIN/AUS-Betrieb oder proportional Regelung, Reinigungsfähig-Dampfzylinder | humiSteam Basic 5 kg/h, 208V 1~, todo/nada o proporcional, cilindro practicable
| UE005YW001 | humiSteam Basic 5 kg/h, 208V 3~, ON/OFF or proportional, disposable cylinder | humiSteam Basic 5 kg/h, 208V 3~, ON/OFF o proporzionale, cilindro non apribile | humiSteam Basic 5 kg/h, 208V 3~, ON/OFF or proportional, disposable cylinder | humiSteam Basic 5 kg/h, 208V 3~, ON/OFF ou proportionnel, cylindre non ouvrant | humiSteam Basic 5 kg/h, 208V 3~, EIN/AUS-Betrieb oder proportional Regelung, Einweg-Dampfzylinder | humiSteam Basic 5 kg/h, 208V 3~, todo/nada o proporcional, cilindro no practicable
| UE005YWC01 | humiSteam Basic 5 kg/h, 208V 3~, ON/OFF or proportional, cleanable cylinder | humiSteam Basic 5 kg/h, 208V 3~, ON/OFF o proporzionale, cilindro apribile | humiSteam Basic 5 kg/h, 208V 3~, ON/OFF or proportional, cleanable cylinder | humiSteam Basic 5 kg/h, 208V 3~, ON/OFF ou proportionnel, cylindre ouvrant | humiSteam Basic 5 kg/h, 208V 3~, EIN/AUS-Betrieb oder proportional Regelung, Reinigungsfähig-Dampfzylinder | humiSteam Basic 5 kg/h, 208V 3~, todo/nada o proporcional, cilindro practicable
| UE008YK001 | humiSteam Basic 8 kg/h, 230V 3~, ON/OFF or proportional, disposable cylinder | humiSteam Basic 8 kg/h, 230V 3~, ON/OFF o proporzionale, cilindro non apribile | humiSteam Basic 8 kg/h, 230V 3~, ON/OFF or proportional, disposable cylinder | humiSteam Basic 8 kg/h, 230V 3~, ON/OFF ou proportionnel, cylindre non ouvrant | humiSteam Basic 8 kg/h, 230V 3~, EIN/AUS-Betrieb oder proportional Regelung, Einweg-Dampfzylinder | humiSteam Basic 8 kg/h, 230V 3~, todo/nada o proporcional, cilindro no practicable
| UE008YKC01 | humiSteam Basic 8 kg/h, 230V 3~, ON/OFF or proportional, cleanable cylinder | humiSteam Basic 8 kg/h, 230V 3~, ON/OFF o proporzionale, cilindro apribile | humiSteam Basic 8 kg/h, 230V 3~, ON/OFF or proportional, cleanable cylinder | humiSteam Basic 8 kg/h, 230V 3~, ON/OFF ou proportionnel, cylindre ouvrant | humiSteam Basic 8 kg/h, 230V 3~, EIN/AUS-Betrieb oder proportional Regelung, Reinigungsfähig-Dampfzylinder | humiSteam Basic 8 kg/h, 230V 3~, todo/nada o proporcional, cilindro practicable
| UE008YL001 | humiSteam Basic 8 kg/h, 400V 3~, ON/OFF or proportional, disposable cylinder | humiSteam Basic 8 kg/h, 400V 3~, ON/OFF o proporzionale, cilindro non apribile | humiSteam Basic 8 kg/h, 400V 3~, ON/OFF or proportional, disposable cylinder | humiSteam Basic 8 kg/h, 400V 3~, ON/OFF ou proportionnel, cylindre non ouvrant | humiSteam Basic 8 kg/h, 400V 3~, EIN/AUS-Betrieb oder proportional Regelung, Einweg-Dampfzylinder | humiSteam Basic 8 kg/h, 400V 3~, todo/nada o proporcional, cilindro no practicable
| UE008YLC01 | humiSteam Basic 8 kg/h, 400V 3~, ON/OFF or proportional, cleanable cylinder | humiSteam Basic 8 kg/h, 400V 3~, ON/OFF o proporzionale, cilindro apribile | humiSteam Basic 8 kg/h, 400V 3~, ON/OFF or proportional, cleanable cylinder | humiSteam Basic 8 kg/h, 400V 3~, ON/OFF ou proportionnel, cylindre ouvrant | humiSteam Basic 8 kg/h, 400V 3~, EIN/AUS-Betrieb oder proportional Regelung, Reinigungsfähig-Dampfzylinder | humiSteam Basic 8 kg/h, 400V 3~, todo/nada o proporcional, cilindro practicable
| UE008YM001 | humiSteam Basic 8 kg/h, 460V 3~, ON/OFF or proportional, disposable cylinder | humiSteam Basic 8 kg/h, 460V 3~, ON/OFF o proporzionale, cilindro non apribile | humiSteam Basic 8 kg/h, 460V 3~, ON/OFF or proportional, disposable cylinder | humiSteam Basic 8 kg/h, 460V 3~, ON/OFF ou proportionnel, cylindre non ouvrant | humiSteam Basic 8 kg/h, 460V 3~, EIN/AUS-Betrieb oder proportional Regelung, Einweg-Dampfzylinder | humiSteam Basic 8 kg/h, 460V 3~, todo/nada o proporcional, cilindro no practicable
| UE008YMC01 | humiSteam Basic 8 kg/h, 460V 3~, ON/OFF or proportional, cleanable cylinder | humiSteam Basic 8 kg/h, 460V 3~, ON/OFF o proporzionale, cilindro apribile | humiSteam Basic 8 kg/h, 460V 3~, ON/OFF or proportional, cleanable cylinder | humiSteam Basic 8 kg/h, 460V 3~, ON/OFF ou proportionnel, cylindre ouvrant | humiSteam Basic 8 kg/h, 460V 3~, EIN/AUS-Betrieb oder proportional Regelung, Reinigungsfähig-Dampfzylinder | humiSteam Basic 8 kg/h, 460V 3~, todo/nada o proporcional, cilindro practicable
| UE008YN001 | humiSteam Basic 8 kg/h, 575V 3~, ON/OFF or proportional, disposable cylinder | humiSteam Basic 8 kg/h, 575V 3~, ON/OFF o proporzionale, cilindro non apribile | humiSteam Basic 8 kg/h, 575V 3~, ON/OFF or proportional, disposable cylinder | humiSteam Basic 8 kg/h, 575V 3~, ON/OFF ou proportionnel, cylindre non ouvrant | humiSteam Basic 8 kg/h, 575V 3~, EIN/AUS-Betrieb oder proportional Regelung, Einweg-Dampfzylinder | humiSteam Basic 8 kg/h, 575V 3~, todo/nada o proporcional, cilindro no practicable
| UE008YNC01 | humiSteam Basic 8 kg/h, 575V 3~, ON/OFF or proportional, cleanable cylinder | humiSteam Basic 8 kg/h, 575V 3~, ON/OFF o proporzionale, cilindro apribile | humiSteam Basic 8 kg/h, 575V 3~, ON/OFF or proportional, cleanable cylinder | humiSteam Basic 8 kg/h, 575V 3~, ON/OFF ou proportionnel, cylindre ouvrant | humiSteam Basic 8 kg/h, 575V 3~, EIN/AUS-Betrieb oder proportional Regelung, Reinigungsfähig-Dampfzylinder | humiSteam Basic 8 kg/h, 575V 3~, todo/nada o proporcional, cilindro practicable
| UE008YW001 | humiSteam Basic 8 kg/h, 208V 3~, ON/OFF or proportional, disposable cylinder | humiSteam Basic 8 kg/h, 208V 3~, ON/OFF o proporzionale, cilindro non apribile | humiSteam Basic 8 kg/h, 208V 3~, ON/OFF or proportional, disposable cylinder | humiSteam Basic 8 kg/h, 208V 3~, ON/OFF ou proportionnel, cylindre non ouvrant | humiSteam Basic 8 kg/h, 208V 3~, EIN/AUS-Betrieb oder proportional Regelung, Einweg-Dampfzylinder | humiSteam Basic 8 kg/h, 208V 3~, todo/nada o proporcional, cilindro no practicable
| UE008YWC01 | humiSteam Basic 8 kg/h, 208V 3~, ON/OFF or proportional, cleanable cylinder | humiSteam Basic 8 kg/h, 208V 3~, ON/OFF o proporzionale, cilindro apribile | humiSteam Basic 8 kg/h, 208V 3~, ON/OFF or proportional, cleanable cylinder | humiSteam Basic 8 kg/h, 208V 3~, ON/OFF ou proportionnel, cylindre ouvrant | humiSteam Basic 8 kg/h, 208V 3~, EIN/AUS-Betrieb oder proportional Regelung, Reinigungsfähig-Dampfzylinder | humiSteam Basic 8 kg/h, 208V 3~, todo/nada o proporcional, cilindro practicable
| UE009YD001 | humiSteam Basic 9 kg/h, 230V 1~, ON/OFF or proportional, disposable cylinder | humiSteam Basic 9 kg/h, 230V 1~, ON/OFF o proporzionale, cilindro non apribile | humiSteam Basic 9 kg/h, 230V 1~, ON/OFF or proportional, disposable cylinder | humiSteam Basic 9 kg/h, 230V 1~, ON/OFF ou proportionnel, cylindre non ouvrant | humiSteam Basic 9 kg/h, 230V 1~, EIN/AUS-Betrieb oder proportional Regelung, Einweg-Dampfzylinder | humiSteam Basic 9 kg/h, 230V 1~, todo/nada o proporcional, cilindro no practicable
| UE009YDC01 | humiSteam Basic 9 kg/h, 230V 1~, ON/OFF or proportional, cleanable cylinder | humiSteam Basic 9 kg/h, 230V 1~, ON/OFF o proporzionale, cilindro apribile | humiSteam Basic 9 kg/h, 230V 1~, ON/OFF or proportional, cleanable cylinder | humiSteam Basic 9 kg/h, 230V 1~, ON/OFF ou proportionnel, cylindre ouvrant | humiSteam Basic 9 kg/h, 230V 1~, EIN/AUS-Betrieb oder proportional Regelung, Reinigungsfähig-Dampfzylinder | humiSteam Basic 9 kg/h, 230V 1~, todo/nada o proporcional, cilindro practicable
| UE009YU001 | humiSteam Basic 9 kg/h, 208V 1~, ON/OFF or proportional, disposable cylinder | humiSteam Basic 9 kg/h, 208V 1~, ON/OFF o proporzionale, cilindro non apribile | humiSteam Basic 9 kg/h, 208V 1~, ON/OFF or proportional, disposable cylinder | humiSteam Basic 9 kg/h, 208V 1~, ON/OFF ou proportionnel, cylindre non ouvrant | humiSteam Basic 9 kg/h, 208V 1~, EIN/AUS-Betrieb oder proportional Regelung, Einweg-Dampfzylinder | humiSteam Basic 9 kg/h, 208V 1~, todo/nada o proporcional, cilindro no practicable
| UE009YUC01 | humiSteam Basic 9 kg/h, 208V 1~, ON/OFF or proportional, cleanable cylinder | humiSteam Basic 9 kg/h, 208V 1~, ON/OFF o proporzionale, cilindro apribile | humiSteam Basic 9 kg/h, 208V 1~, ON/OFF or proportional, cleanable cylinder | humiSteam Basic 9 kg/h, 208V 1~, ON/OFF ou proportionnel, cylindre ouvrant | humiSteam Basic 9 kg/h, 208V 1~, EIN/AUS-Betrieb oder proportional Regelung, Reinigungsfähig-Dampfzylinder | humiSteam Basic 9 kg/h, 208V 1~, todo/nada o proporcional, cilindro practicable
| UE010YK001 | humiSteam Basic 10 kg/h, 230V 3~, ON/OFF or proportional, disposable cylinder | humiSteam Basic 10 kg/h, 230V 3~, ON/OFF o proporzionale, cilindro non apribile | humiSteam Basic 10 kg/h, 230V 3~, ON/OFF or proportional, disposable cylinder | humiSteam Basic 10 kg/h, 230V 3~, ON/OFF ou proportionnel, cylindre non ouvrant | humiSteam Basic 10 kg/h, 230V 3~, EIN/AUS-Betrieb oder proportional Regelung, Einweg-Dampfzylinder | humiSteam Basic 10 kg/h, 230V 3~, todo/nada o proporcional, cilindro no practicable
| UE010YKC01 | humiSteam Basic 10 kg/h, 230V 3~, ON/OFF or proportional, cleanable cylinder | humiSteam Basic 10 kg/h, 230V 3~, ON/OFF o proporzionale, cilindro apribile | humiSteam Basic 10 kg/h, 230V 3~, ON/OFF or proportional, cleanable cylinder | humiSteam Basic 10 kg/h, 230V 3~, ON/OFF ou proportionnel, cylindre ouvrant | humiSteam Basic 10 kg/h, 230V 3~, EIN/AUS-Betrieb oder proportional Regelung, Reinigungsfähig-Dampfzylinder | humiSteam Basic 10 kg/h, 230V 3~, todo/nada o proporcional, cilindro practicable
| UE010YL001 | humiSteam Basic 10 kg/h, 400V 3~, ON/OFF or proportional, disposable cylinder | humiSteam Basic 10 kg/h, 400V 3~, ON/OFF o proporzionale, cilindro non apribile | humiSteam Basic 10 kg/h, 400V 3~, ON/OFF or proportional, disposable cylinder | humiSteam Basic 10 kg/h, 400V 3~, ON/OFF ou proportionnel, cylindre non ouvrant | humiSteam Basic 10 kg/h, 400V 3~, EIN/AUS-Betrieb oder proportional Regelung, Einweg-Dampfzylinder | humiSteam Basic 10 kg/h, 400V 3~, todo/nada o proporcional, cilindro no practicable
| UE010YLC01 | humiSteam Basic 10 kg/h, 400V 3~, ON/OFF or proportional, cleanable cylinder | humiSteam Basic 10 kg/h, 400V 3~, ON/OFF o proporzionale, cilindro apribile | humiSteam Basic 10 kg/h, 400V 3~, ON/OFF or proportional, cleanable cylinder | humiSteam Basic 10 kg/h, 400V 3~, ON/OFF ou proportionnel, cylindre ouvrant | humiSteam Basic 10 kg/h, 400V 3~, EIN/AUS-Betrieb oder proportional Regelung, Reinigungsfähig-Dampfzylinder | humiSteam Basic 10 kg/h, 400V 3~, todo/nada o proporcional, cilindro practicable
| UE010YM001 | humiSteam Basic 10 kg/h, 460V 3~, ON/OFF or proportional, disposable cylinder | humiSteam Basic 10 kg/h, 460V 3~, ON/OFF o proporzionale, cilindro non apribile | humiSteam Basic 10 kg/h, 460V 3~, ON/OFF or proportional, disposable cylinder | humiSteam Basic 10 kg/h, 460V 3~, ON/OFF ou proportionnel, cylindre non ouvrant | humiSteam Basic 10 kg/h, 460V 3~, EIN/AUS-Betrieb oder proportional Regelung, Einweg-Dampfzylinder | humiSteam Basic 10 kg/h, 460V 3~, todo/nada o proporcional, cilindro no practicable
| UE010YMC01 | humiSteam Basic 10 kg/h, 460V 3~, ON/OFF or proportional, cleanable cylinder | humiSteam Basic 10 kg/h, 460V 3~, ON/OFF o proporzionale, cilindro apribile | humiSteam Basic 10 kg/h, 460V 3~, ON/OFF or proportional, cleanable cylinder | humiSteam Basic 10 kg/h, 460V 3~, ON/OFF ou proportionnel, cylindre ouvrant | humiSteam Basic 10 kg/h, 460V 3~, EIN/AUS-Betrieb oder proportional Regelung, Reinigungsfähig-Dampfzylinder | humiSteam Basic 10 kg/h, 460V 3~, todo/nada o proporcional, cilindro practicable
| UE010YN001 | humiSteam Basic 10 kg/h, 575V 3~, ON/OFF or proportional, disposable cylinder | humiSteam Basic 10 kg/h, 575V 3~, ON/OFF o proporzionale, cilindro non apribile | humiSteam Basic 10 kg/h, 575V 3~, ON/OFF or proportional, disposable cylinder | humiSteam Basic 10 kg/h, 575V 3~, ON/OFF ou proportionnel, cylindre non ouvrant | humiSteam Basic 10 kg/h, 575V 3~, EIN/AUS-Betrieb oder proportional Regelung, Einweg-Dampfzylinder | humiSteam Basic 10 kg/h, 575V 3~, todo/nada o proporcional, cilindro no practicable
| UE010YNC01 | humiSteam Basic 10 kg/h, 575V 3~, ON/OFF or proportional, cleanable cylinder | humiSteam Basic 10 kg/h, 575V 3~, ON/OFF o proporzionale, cilindro apribile | humiSteam Basic 10 kg/h, 575V 3~, ON/OFF or proportional, cleanable cylinder | humiSteam Basic 10 kg/h, 575V 3~, ON/OFF ou proportionnel, cylindre ouvrant | humiSteam Basic 10 kg/h, 575V 3~, EIN/AUS-Betrieb oder proportional Regelung, Reinigungsfähig-Dampfzylinder | humiSteam Basic 10 kg/h, 575V 3~, todo/nada o proporcional, cilindro practicable
| UE010YW001 | humiSteam Basic 10 kg/h, 208V 3~, ON/OFF or proportional, disposable cylinder | humiSteam Basic 10 kg/h, 208V 3~, ON/OFF o proporzionale, cilindro non apribile | humiSteam Basic 10 kg/h, 208V 3~, ON/OFF or proportional, disposable cylinder | humiSteam Basic 10 kg/h, 208V 3~, ON/OFF ou proportionnel, cylindre non ouvrant | humiSteam Basic 10 kg/h, 208V 3~, EIN/AUS-Betrieb oder proportional Regelung, Einweg-Dampfzylinder | humiSteam Basic 10 kg/h, 208V 3~, todo/nada o proporcional, cilindro no practicable
| UE010YWC01 | humiSteam Basic 10 kg/h, 208V 3~, ON/OFF or proportional, cleanable cylinder | humiSteam Basic 10 kg/h, 208V 3~, ON/OFF o proporzionale, cilindro apribile | humiSteam Basic 10 kg/h, 208V 3~, ON/OFF or proportional, cleanable cylinder | humiSteam Basic 10 kg/h, 208V 3~, ON/OFF ou proportionnel, cylindre ouvrant | humiSteam Basic 10 kg/h, 208V 3~, EIN/AUS-Betrieb oder proportional Regelung, Reinigungsfähig-Dampfzylinder | humiSteam Basic 10 kg/h, 208V 3~, todo/nada o proporcional, cilindro practicable
| UE015YK001 | humiSteam Basic 15 kg/h, 230V 3~, ON/OFF or proportional, disposable cylinder | humiSteam Basic 15 kg/h, 230V 3~, ON/OFF o proporzionale, cilindro non apribile | humiSteam Basic 15 kg/h, 230V 3~, ON/OFF or proportional, disposable cylinder | humiSteam Basic 15 kg/h, 230V 3~, ON/OFF ou proportionnel, cylindre non ouvrant | humiSteam Basic 15 kg/h, 230V 3~, EIN/AUS-Betrieb oder proportional Regelung, Einweg-Dampfzylinder | humiSteam Basic 15 kg/h, 230V 3~, todo/nada o proporcional, cilindro no practicable
| UE015YKC01 | humiSteam Basic 15 kg/h, 230V 3~, ON/OFF or proportional, cleanable cylinder | humiSteam Basic 15 kg/h, 230V 3~, ON/OFF o proporzionale, cilindro apribile | humiSteam Basic 15 kg/h, 230V 3~, ON/OFF or proportional, cleanable cylinder | humiSteam Basic 15 kg/h, 230V 3~, ON/OFF ou proportionnel, cylindre ouvrant | humiSteam Basic 15 kg/h, 230V 3~, EIN/AUS-Betrieb oder proportional Regelung, Reinigungsfähig-Dampfzylinder | humiSteam Basic 15 kg/h, 230V 3~, todo/nada o proporcional, cilindro practicable
| UE015YL001 | humiSteam Basic 15 kg/h, 400V 3~, ON/OFF or proportional, disposable cylinder | humiSteam Basic 15 kg/h, 400V 3~, ON/OFF o proporzionale, cilindro non apribile | humiSteam Basic 15 kg/h, 400V 3~, ON/OFF or proportional, disposable cylinder | humiSteam Basic 15 kg/h, 400V 3~, ON/OFF ou proportionnel, cylindre non ouvrant | humiSteam Basic 15 kg/h, 400V 3~, EIN/AUS-Betrieb oder proportional Regelung, Einweg-Dampfzylinder | humiSteam Basic 15 kg/h, 400V 3~, todo/nada o proporcional, cilindro no practicable
| UE015YLC01 | humiSteam Basic 15 kg/h, 400V 3~, ON/OFF or proportional, cleanable cylinder | humiSteam Basic 15 kg/h, 400V 3~, ON/OFF o proporzionale, cilindro apribile | humiSteam Basic 15 kg/h, 400V 3~, ON/OFF or proportional, cleanable cylinder | humiSteam Basic 15 kg/h, 400V 3~, ON/OFF ou proportionnel, cylindre ouvrant | humiSteam Basic 15 kg/h, 400V 3~, EIN/AUS-Betrieb oder proportional Regelung, Reinigungsfähig-Dampfzylinder | humiSteam Basic 15 kg/h, 400V 3~, todo/nada o proporcional, cilindro practicable
| UE015YM001 | humiSteam Basic 15 kg/h, 460V 3~, ON/OFF or proportional, disposable cylinder | humiSteam Basic 15 kg/h, 460V 3~, ON/OFF o proporzionale, cilindro non apribile | humiSteam Basic 15 kg/h, 460V 3~, ON/OFF or proportional, disposable cylinder | humiSteam Basic 15 kg/h, 460V 3~, ON/OFF ou proportionnel, cylindre non ouvrant | humiSteam Basic 15 kg/h, 460V 3~, EIN/AUS-Betrieb oder proportional Regelung, Einweg-Dampfzylinder | humiSteam Basic 15 kg/h, 460V 3~, todo/nada o proporcional, cilindro no practicable
| UE015YMC01 | humiSteam Basic 15 kg/h, 460V 3~, ON/OFF or proportional, cleanable cylinder | humiSteam Basic 15 kg/h, 460V 3~, ON/OFF o proporzionale, cilindro apribile | humiSteam Basic 15 kg/h, 460V 3~, ON/OFF or proportional, cleanable cylinder | humiSteam Basic 15 kg/h, 460V 3~, ON/OFF ou proportionnel, cylindre ouvrant | humiSteam Basic 15 kg/h, 460V 3~, EIN/AUS-Betrieb oder proportional Regelung, Reinigungsfähig-Dampfzylinder | humiSteam Basic 15 kg/h, 460V 3~, todo/nada o proporcional, cilindro practicable
| UE015YN001 | humiSteam Basic 15 kg/h, 575V 3~, ON/OFF or proportional, disposable cylinder | humiSteam Basic 15 kg/h, 575V 3~, ON/OFF o proporzionale, cilindro non apribile | humiSteam Basic 15 kg/h, 575V 3~, ON/OFF or proportional, disposable cylinder | humiSteam Basic 15 kg/h, 575V 3~, ON/OFF ou proportionnel, cylindre non ouvrant | humiSteam Basic 15 kg/h, 575V 3~, EIN/AUS-Betrieb oder proportional Regelung, Einweg-Dampfzylinder | humiSteam Basic 15 kg/h, 575V 3~, todo/nada o proporcional, cilindro no practicable
| UE015YNC01 | humiSteam Basic 15 kg/h, 575V 3~, ON/OFF or proportional, cleanable cylinder | humiSteam Basic 15 kg/h, 575V 3~, ON/OFF o proporzionale, cilindro apribile | humiSteam Basic 15 kg/h, 575V 3~, ON/OFF or proportional, cleanable cylinder | humiSteam Basic 15 kg/h, 575V 3~, ON/OFF ou proportionnel, cylindre ouvrant | humiSteam Basic 15 kg/h, 575V 3~, EIN/AUS-Betrieb oder proportional Regelung, Reinigungsfähig-Dampfzylinder | humiSteam Basic 15 kg/h, 575V 3~, todo/nada o proporcional, cilindro practicable
| UE015YW001 | humiSteam Basic 15 kg/h, 208V 3~, ON/OFF or proportional, disposable cylinder | humiSteam Basic 15 kg/h, 208V 3~, ON/OFF o proporzionale, cilindro non apribile | humiSteam Basic 15 kg/h, 208V 3~, ON/OFF or proportional, disposable cylinder | humiSteam Basic 15 kg/h, 208V 3~, ON/OFF ou proportionnel, cylindre non ouvrant | humiSteam Basic 15 kg/h, 208V 3~, EIN/AUS-Betrieb oder proportional Regelung, Einweg-Dampfzylinder | humiSteam Basic 15 kg/h, 208V 3~, todo/nada o proporcional, cilindro no practicable
| UE015YWC01 | humiSteam Basic 15 kg/h, 208V 3~, ON/OFF or proportional, cleanable cylinder | humiSteam Basic 15 kg/h, 208V 3~, ON/OFF o proporzionale, cilindro apribile | humiSteam Basic 15 kg/h, 208V 3~, ON/OFF or proportional, cleanable cylinder | humiSteam Basic 15 kg/h, 208V 3~, ON/OFF ou proportionnel, cylindre ouvrant | humiSteam Basic 15 kg/h, 208V 3~, EIN/AUS-Betrieb oder proportional Regelung, Reinigungsfähig-Dampfzylinder | humiSteam Basic 15 kg/h, 208V 3~, todo/nada o proporcional, cilindro practicable
| UE018YL001 | humiSteam Basic 18 kg/h, 400V 3~, ON/OFF or proportional, disposable cylinder | humiSteam Basic 18 kg/h, 400V 3~, ON/OFF o proporzionale, cilindro non apribile | humiSteam Basic 18 kg/h, 400V 3~, ON/OFF or proportional, disposable cylinder | humiSteam Basic 18 kg/h, 400V 3~, ON/OFF ou proportionnel, cylindre non ouvrant | humiSteam Basic 18 kg/h, 400V 3~, EIN/AUS-Betrieb oder proportional Regelung, Einweg-Dampfzylinder | humiSteam Basic 18 kg/h, 400V 3~, todo/nada o proporcional, cilindro no practicable
| UE018YLC01 | humiSteam Basic 18 kg/h, 400V 3~, ON/OFF or proportional, cleanable cylinder | humiSteam Basic 18 kg/h, 400V 3~, ON/OFF o proporzionale, cilindro apribile | humiSteam Basic 18 kg/h, 400V 3~, ON/OFF or proportional, cleanable cylinder | humiSteam Basic 18 kg/h, 400V 3~, ON/OFF ou proportionnel, cylindre ouvrant | humiSteam Basic 18 kg/h, 400V 3~, EIN/AUS-Betrieb oder proportional Regelung, Reinigungsfähig-Dampfzylinder | humiSteam Basic 18 kg/h, 400V 3~, todo/nada o proporcional, cilindro practicable
| UE018YM001 | humiSteam Basic 18 kg/h, 460V 3~, ON/OFF or proportional, disposable cylinder | humiSteam Basic 18 kg/h, 460V 3~, ON/OFF o proporzionale, cilindro non apribile | humiSteam Basic 18 kg/h, 460V 3~, ON/OFF or proportional, disposable cylinder | humiSteam Basic 18 kg/h, 460V 3~, ON/OFF ou proportionnel, cylindre non ouvrant | humiSteam Basic 18 kg/h, 460V 3~, EIN/AUS-Betrieb oder proportional Regelung, Einweg-Dampfzylinder | humiSteam Basic 18 kg/h, 460V 3~, todo/nada o proporcional, cilindro no practicable
| UE018YMC01 | humiSteam Basic 18 kg/h, 460V 3~, ON/OFF or proportional, cleanable cylinder | humiSteam Basic 18 kg/h, 460V 3~, ON/OFF o proporzionale, cilindro apribile | humiSteam Basic 18 kg/h, 460V 3~, ON/OFF or proportional, cleanable cylinder | humiSteam Basic 18 kg/h, 460V 3~, ON/OFF ou proportionnel, cylindre ouvrant | humiSteam Basic 18 kg/h, 460V 3~, EIN/AUS-Betrieb oder proportional Regelung, Reinigungsfähig-Dampfzylinder | humiSteam Basic 18 kg/h, 460V 3~, todo/nada o proporcional, cilindro practicable
| UE018YN001 | humiSteam Basic 18 kg/h, 575V 3~, ON/OFF or proportional, disposable cylinder | humiSteam Basic 18 kg/h, 575V 3~, ON/OFF o proporzionale, cilindro non apribile | humiSteam Basic 18 kg/h, 575V 3~, ON/OFF or proportional, disposable cylinder | humiSteam Basic 18 kg/h, 575V 3~, ON/OFF ou proportionnel, cylindre non ouvrant | humiSteam Basic 18 kg/h, 575V 3~, EIN/AUS-Betrieb oder proportional Regelung, Einweg-Dampfzylinder | humiSteam Basic 18 kg/h, 575V 3~, todo/nada o proporcional, cilindro no practicable
| UE018YNC01 | humiSteam Basic 18 kg/h, 575V 3~, ON/OFF or proportional, cleanable cylinder | humiSteam Basic 18 kg/h, 575V 3~, ON/OFF o proporzionale, cilindro apribile | humiSteam Basic 18 kg/h, 575V 3~, ON/OFF or proportional, cleanable cylinder | humiSteam Basic 18 kg/h, 575V 3~, ON/OFF ou proportionnel, cylindre ouvrant | humiSteam Basic 18 kg/h, 575V 3~, EIN/AUS-Betrieb oder proportional Regelung, Reinigungsfähig-Dampfzylinder | humiSteam Basic 18 kg/h, 575V 3~, todo/nada o proporcional, cilindro practicable
| UE025YK001 | humiSteam Basic 25 kg/h, 230V 3~, ON/OFF or proportional, disposable cylinder | humiSteam Basic 25 kg/h, 230V 3~, ON/OFF o proporzionale, cilindro non apribile | humiSteam Basic 25 kg/h, 230V 3~, ON/OFF or proportional, disposable cylinder | humiSteam Basic 25 kg/h, 230V 3~, ON/OFF ou proportionnel, cylindre non ouvrant | humiSteam Basic 25 kg/h, 230V 3~, EIN/AUS-Betrieb oder proportional Regelung, Einweg-Dampfzylinder | humiSteam Basic 25 kg/h, 230V 3~, todo/nada o proporcional, cilindro no practicable
| UE025YKC01 | humiSteam Basic 25 kg/h, 230V 3~, ON/OFF or proportional, cleanable cylinder | humiSteam Basic 25 kg/h, 230V 3~, ON/OFF o proporzionale, cilindro apribile | humiSteam Basic 25 kg/h, 230V 3~, ON/OFF or proportional, cleanable cylinder | humiSteam Basic 25 kg/h, 230V 3~, ON/OFF ou proportionnel, cylindre ouvrant | humiSteam Basic 25 kg/h, 230V 3~, EIN/AUS-Betrieb oder proportional Regelung, Reinigungsfähig-Dampfzylinder | humiSteam Basic 25 kg/h, 230V 3~, todo/nada o proporcional, cilindro practicable
| UE025YL001 | humiSteam Basic 25 kg/h, 400V 3~, ON/OFF or proportional, disposable cylinder | humiSteam Basic 25 kg/h, 400V 3~, ON/OFF o proporzionale, cilindro non apribile | humiSteam Basic 25 kg/h, 400V 3~, ON/OFF or proportional, disposable cylinder | humiSteam Basic 25 kg/h, 400V 3~, ON/OFF ou proportionnel, cylindre non ouvrant | humiSteam Basic 25 kg/h, 400V 3~, EIN/AUS-Betrieb oder proportional Regelung, Einweg-Dampfzylinder | humiSteam Basic 25 kg/h, 400V 3~, todo/nada o proporcional, cilindro no practicable
| UE025YLC01 | humiSteam Basic 25 kg/h, 400V 3~, ON/OFF or proportional, cleanable cylinder | humiSteam Basic 25 kg/h, 400V 3~, ON/OFF o proporzionale, cilindro apribile | humiSteam Basic 25 kg/h, 400V 3~, ON/OFF or proportional, cleanable cylinder | humiSteam Basic 25 kg/h, 400V 3~, ON/OFF ou proportionnel, cylindre ouvrant | humiSteam Basic 25 kg/h, 400V 3~, EIN/AUS-Betrieb oder proportional Regelung, Reinigungsfähig-Dampfzylinder | humiSteam Basic 25 kg/h, 400V 3~, todo/nada o proporcional, cilindro practicable
| UE025YM001 | humiSteam Basic 25 kg/h, 460V 3~, ON/OFF or proportional, disposable cylinder | humiSteam Basic 25 kg/h, 460V 3~, ON/OFF o proporzionale, cilindro non apribile | humiSteam Basic 25 kg/h, 460V 3~, ON/OFF or proportional, disposable cylinder | humiSteam Basic 25 kg/h, 460V 3~, ON/OFF ou proportionnel, cylindre non ouvrant | humiSteam Basic 25 kg/h, 460V 3~, EIN/AUS-Betrieb oder proportional Regelung, Einweg-Dampfzylinder | humiSteam Basic 25 kg/h, 460V 3~, todo/nada o proporcional, cilindro no practicable
| UE025YMC01 | humiSteam Basic 25 kg/h, 460V 3~, ON/OFF or proportional, cleanable cylinder | humiSteam Basic 25 kg/h, 460V 3~, ON/OFF o proporzionale, cilindro apribile | humiSteam Basic 25 kg/h, 460V 3~, ON/OFF or proportional, cleanable cylinder | humiSteam Basic 25 kg/h, 460V 3~, ON/OFF ou proportionnel, cylindre ouvrant | humiSteam Basic 25 kg/h, 460V 3~, EIN/AUS-Betrieb oder proportional Regelung, Reinigungsfähig-Dampfzylinder | humiSteam Basic 25 kg/h, 460V 3~, todo/nada o proporcional, cilindro practicable
| UE025YN001 | humiSteam Basic 25 kg/h, 575V 3~, ON/OFF or proportional, disposable cylinder | humiSteam Basic 25 kg/h, 575V 3~, ON/OFF o proporzionale, cilindro non apribile | humiSteam Basic 25 kg/h, 575V 3~, ON/OFF or proportional, disposable cylinder | humiSteam Basic 25 kg/h, 575V 3~, ON/OFF ou proportionnel, cylindre non ouvrant | humiSteam Basic 25 kg/h, 575V 3~, EIN/AUS-Betrieb oder proportional Regelung, Einweg-Dampfzylinder | humiSteam Basic 25 kg/h, 575V 3~, todo/nada o proporcional, cilindro no practicable
| UE025YNC01 | humiSteam Basic 25 kg/h, 575V 3~, ON/OFF or proportional, cleanable cylinder | humiSteam Basic 25 kg/h, 575V 3~, ON/OFF o proporzionale, cilindro apribile | humiSteam Basic 25 kg/h, 575V 3~, ON/OFF or proportional, cleanable cylinder | humiSteam Basic 25 kg/h, 575V 3~, ON/OFF ou proportionnel, cylindre ouvrant | humiSteam Basic 25 kg/h, 575V 3~, EIN/AUS-Betrieb oder proportional Regelung, Reinigungsfähig-Dampfzylinder | humiSteam Basic 25 kg/h, 575V 3~, todo/nada o proporcional, cilindro practicable
| UE025YW001 | humiSteam Basic 25 kg/h, 208V 3~, ON/OFF or proportional, disposable cylinder | humiSteam Basic 25 kg/h, 208V 3~, ON/OFF o proporzionale, cilindro non apribile | humiSteam Basic 25 kg/h, 208V 3~, ON/OFF or proportional, disposable cylinder | humiSteam Basic 25 kg/h, 208V 3~, ON/OFF ou proportionnel, cylindre non ouvrant | humiSteam Basic 25 kg/h, 208V 3~, EIN/AUS-Betrieb oder proportional Regelung, Einweg-Dampfzylinder | humiSteam Basic 25 kg/h, 208V 3~, todo/nada o proporcional, cilindro no practicable
| UE025YWC01 | humiSteam Basic 25 kg/h, 208V 3~, ON/OFF or proportional, cleanable cylinder | humiSteam Basic 25 kg/h, 208V 3~, ON/OFF o proporzionale, cilindro apribile | humiSteam Basic 25 kg/h, 208V 3~, ON/OFF or proportional, cleanable cylinder | humiSteam Basic 25 kg/h, 208V 3~, ON/OFF ou proportionnel, cylindre ouvrant | humiSteam Basic 25 kg/h, 208V 3~, EIN/AUS-Betrieb oder proportional Regelung, Reinigungsfähig-Dampfzylinder | humiSteam Basic 25 kg/h, 208V 3~, todo/nada o proporcional, cilindro practicable
| UE035YK001 | humiSteam Basic 35 kg/h, 230V 3~, ON/OFF or proportional, disposable cylinder | humiSteam Basic 35 kg/h, 230V 3~, ON/OFF o proporzionale, cilindro non apribile | humiSteam Basic 35 kg/h, 230V 3~, ON/OFF or proportional, disposable cylinder | humiSteam Basic 35 kg/h, 230V 3~, ON/OFF ou proportionnel, cylindre non ouvrant | humiSteam Basic 35 kg/h, 230V 3~, EIN/AUS-Betrieb oder proportional Regelung, Einweg-Dampfzylinder | humiSteam Basic 35 kg/h, 230V 3~, todo/nada o proporcional, cilindro no practicable
| UE035YKC01 | humiSteam Basic 35 kg/h, 230V 3~, ON/OFF or proportional, cleanable cylinder | humiSteam Basic 35 kg/h, 230V 3~, ON/OFF o proporzionale, cilindro apribile | humiSteam Basic 35 kg/h, 230V 3~, ON/OFF or proportional, cleanable cylinder | humiSteam Basic 35 kg/h, 230V 3~, ON/OFF ou proportionnel, cylindre ouvrant | humiSteam Basic 35 kg/h, 230V 3~, EIN/AUS-Betrieb oder proportional Regelung, Reinigungsfähig-Dampfzylinder | humiSteam Basic 35 kg/h, 230V 3~, todo/nada o proporcional, cilindro practicable
| UE035YL001 | humiSteam Basic 35 kg/h, 400V 3~, ON/OFF or proportional, disposable cylinder | humiSteam Basic 35 kg/h, 400V 3~, ON/OFF o proporzionale, cilindro non apribile | humiSteam Basic 35 kg/h, 400V 3~, ON/OFF or proportional, disposable cylinder | humiSteam Basic 35 kg/h, 400V 3~, ON/OFF ou proportionnel, cylindre non ouvrant | humiSteam Basic 35 kg/h, 400V 3~, EIN/AUS-Betrieb oder proportional Regelung, Einweg-Dampfzylinder | humiSteam Basic 35 kg/h, 400V 3~, todo/nada o proporcional, cilindro no practicable
| UE035YLC01 | humiSteam Basic 35 kg/h, 400V 3~, ON/OFF or proportional, cleanable cylinder | humiSteam Basic 35 kg/h, 400V 3~, ON/OFF o proporzionale, cilindro apribile | humiSteam Basic 35 kg/h, 400V 3~, ON/OFF or proportional, cleanable cylinder | humiSteam Basic 35 kg/h, 400V 3~, ON/OFF ou proportionnel, cylindre ouvrant | humiSteam Basic 35 kg/h, 400V 3~, EIN/AUS-Betrieb oder proportional Regelung, Reinigungsfähig-Dampfzylinder | humiSteam Basic 35 kg/h, 400V 3~, todo/nada o proporcional, cilindro practicable
| UE035YM001 | humiSteam Basic 35 kg/h, 460V 3~, ON/OFF or proportional, disposable cylinder | humiSteam Basic 35 kg/h, 460V 3~, ON/OFF o proporzionale, cilindro non apribile | humiSteam Basic 35 kg/h, 460V 3~, ON/OFF or proportional, disposable cylinder | humiSteam Basic 35 kg/h, 460V 3~, ON/OFF ou proportionnel, cylindre non ouvrant | humiSteam Basic 35 kg/h, 460V 3~, EIN/AUS-Betrieb oder proportional Regelung, Einweg-Dampfzylinder | humiSteam Basic 35 kg/h, 460V 3~, todo/nada o proporcional, cilindro no practicable
| UE035YMC01 | humiSteam Basic 35 kg/h, 460V 3~, ON/OFF or proportional, cleanable cylinder | humiSteam Basic 35 kg/h, 460V 3~, ON/OFF o proporzionale, cilindro apribile | humiSteam Basic 35 kg/h, 460V 3~, ON/OFF or proportional, cleanable cylinder | humiSteam Basic 35 kg/h, 460V 3~, ON/OFF ou proportionnel, cylindre ouvrant | humiSteam Basic 35 kg/h, 460V 3~, EIN/AUS-Betrieb oder proportional Regelung, Reinigungsfähig-Dampfzylinder | humiSteam Basic 35 kg/h, 460V 3~, todo/nada o proporcional, cilindro practicable
| UE035YN001 | humiSteam Basic 35 kg/h, 575V 3~, ON/OFF or proportional, disposable cylinder | humiSteam Basic 35 kg/h, 575V 3~, ON/OFF o proporzionale, cilindro non apribile | humiSteam Basic 35 kg/h, 575V 3~, ON/OFF or proportional, disposable cylinder | humiSteam Basic 35 kg/h, 575V 3~, ON/OFF ou proportionnel, cylindre non ouvrant | humiSteam Basic 35 kg/h, 575V 3~, EIN/AUS-Betrieb oder proportional Regelung, Einweg-Dampfzylinder | humiSteam Basic 35 kg/h, 575V 3~, todo/nada o proporcional, cilindro no practicable
| UE035YNC01 | humiSteam Basic 35 kg/h, 575V 3~, ON/OFF or proportional, cleanable cylinder | humiSteam Basic 35 kg/h, 575V 3~, ON/OFF o proporzionale, cilindro apribile | humiSteam Basic 35 kg/h, 575V 3~, ON/OFF or proportional, cleanable cylinder | humiSteam Basic 35 kg/h, 575V 3~, ON/OFF ou proportionnel, cylindre ouvrant | humiSteam Basic 35 kg/h, 575V 3~, EIN/AUS-Betrieb oder proportional Regelung, Reinigungsfähig-Dampfzylinder | humiSteam Basic 35 kg/h, 575V 3~, todo/nada o proporcional, cilindro practicable
| UE035YW001 | humiSteam Basic 35 kg/h, 208V 3~, ON/OFF or proportional, disposable cylinder | humiSteam Basic 35 kg/h, 208V 3~, ON/OFF o proporzionale, cilindro non apribile | humiSteam Basic 35 kg/h, 208V 3~, ON/OFF or proportional, disposable cylinder | humiSteam Basic 35 kg/h, 208V 3~, ON/OFF ou proportionnel, cylindre non ouvrant | humiSteam Basic 35 kg/h, 208V 3~, EIN/AUS-Betrieb oder proportional Regelung, Einweg-Dampfzylinder | humiSteam Basic 35 kg/h, 208V 3~, todo/nada o proporcional, cilindro no practicable
| UE035YWC01 | humiSteam Basic 35 kg/h, 208V 3~, ON/OFF or proportional, cleanable cylinder | humiSteam Basic 35 kg/h, 208V 3~, ON/OFF o proporzionale, cilindro apribile | humiSteam Basic 35 kg/h, 208V 3~, ON/OFF or proportional, cleanable cylinder | humiSteam Basic 35 kg/h, 208V 3~, ON/OFF ou proportionnel, cylindre ouvrant | humiSteam Basic 35 kg/h, 208V 3~, EIN/AUS-Betrieb oder proportional Regelung, Reinigungsfähig-Dampfzylinder | humiSteam Basic 35 kg/h, 208V 3~, todo/nada o proporcional, cilindro practicable
| UE045YK001 | humiSteam Basic 45 kg/h, 230V 3~, ON/OFF or proportional, disposable cylinder | humiSteam Basic 45 kg/h, 230V 3~, ON/OFF o proporzionale, cilindro non apribile | humiSteam Basic 45 kg/h, 230V 3~, ON/OFF or proportional, disposable cylinder | humiSteam Basic 45 kg/h, 230V 3~, ON/OFF ou proportionnel, cylindre non ouvrant | humiSteam Basic 45 kg/h, 230V 3~, EIN/AUS-Betrieb oder proportional Regelung, Einweg-Dampfzylinder | humiSteam Basic 45 kg/h, 230V 3~, todo/nada o proporcional, cilindro no practicable
| UE045YKC01 | humiSteam Basic 45 kg/h, 230V 3~, ON/OFF or proportional, cleanable cylinder | humiSteam Basic 45 kg/h, 230V 3~, ON/OFF o proporzionale, cilindro apribile | humiSteam Basic 45 kg/h, 230V 3~, ON/OFF or proportional, cleanable cylinder | humiSteam Basic 45 kg/h, 230V 3~, ON/OFF ou proportionnel, cylindre ouvrant | humiSteam Basic 45 kg/h, 230V 3~, EIN/AUS-Betrieb oder proportional Regelung, Reinigungsfähig-Dampfzylinder | humiSteam Basic 45 kg/h, 230V 3~, todo/nada o proporcional, cilindro practicable
| UE045YL001 | humiSteam Basic 45 kg/h, 400V 3~, ON/OFF or proportional, disposable cylinder | humiSteam Basic 45 kg/h, 400V 3~, ON/OFF o proporzionale, cilindro non apribile | humiSteam Basic 45 kg/h, 400V 3~, ON/OFF or proportional, disposable cylinder | humiSteam Basic 45 kg/h, 400V 3~, ON/OFF ou proportionnel, cylindre non ouvrant | humiSteam Basic 45 kg/h, 400V 3~, EIN/AUS-Betrieb oder proportional Regelung, Einweg-Dampfzylinder | humiSteam Basic 45 kg/h, 400V 3~, todo/nada o proporcional, cilindro no practicable
| UE045YLC01 | humiSteam Basic 45 kg/h, 400V 3~, ON/OFF or proportional, cleanable cylinder | humiSteam Basic 45 kg/h, 400V 3~, ON/OFF o proporzionale, cilindro apribile | humiSteam Basic 45 kg/h, 400V 3~, ON/OFF or proportional, cleanable cylinder | humiSteam Basic 45 kg/h, 400V 3~, ON/OFF ou proportionnel, cylindre ouvrant | humiSteam Basic 45 kg/h, 400V 3~, EIN/AUS-Betrieb oder proportional Regelung, Reinigungsfähig-Dampfzylinder | humiSteam Basic 45 kg/h, 400V 3~, todo/nada o proporcional, cilindro practicable
| UE045YM001 | humiSteam Basic 45 kg/h, 460V 3~, ON/OFF or proportional, disposable cylinder | humiSteam Basic 45 kg/h, 460V 3~, ON/OFF o proporzionale, cilindro non apribile | humiSteam Basic 45 kg/h, 460V 3~, ON/OFF or proportional, disposable cylinder | humiSteam Basic 45 kg/h, 460V 3~, ON/OFF ou proportionnel, cylindre non ouvrant | humiSteam Basic 45 kg/h, 460V 3~, EIN/AUS-Betrieb oder proportional Regelung, Einweg-Dampfzylinder | humiSteam Basic 45 kg/h, 460V 3~, todo/nada o proporcional, cilindro no practicable
| UE045YMC01 | humiSteam Basic 45 kg/h, 460V 3~, ON/OFF or proportional, cleanable cylinder | humiSteam Basic 45 kg/h, 460V 3~, ON/OFF o proporzionale, cilindro apribile | humiSteam Basic 45 kg/h, 460V 3~, ON/OFF or proportional, cleanable cylinder | humiSteam Basic 45 kg/h, 460V 3~, ON/OFF ou proportionnel, cylindre ouvrant | humiSteam Basic 45 kg/h, 460V 3~, EIN/AUS-Betrieb oder proportional Regelung, Reinigungsfähig-Dampfzylinder | humiSteam Basic 45 kg/h, 460V 3~, todo/nada o proporcional, cilindro practicable
| UE045YN001 | humiSteam Basic 45 kg/h, 575V 3~, ON/OFF or proportional, disposable cylinder | humiSteam Basic 45 kg/h, 575V 3~, ON/OFF o proporzionale, cilindro non apribile | humiSteam Basic 45 kg/h, 575V 3~, ON/OFF or proportional, disposable cylinder | humiSteam Basic 45 kg/h, 575V 3~, ON/OFF ou proportionnel, cylindre non ouvrant | humiSteam Basic 45 kg/h, 575V 3~, EIN/AUS-Betrieb oder proportional Regelung, Einweg-Dampfzylinder | humiSteam Basic 45 kg/h, 575V 3~, todo/nada o proporcional, cilindro no practicable
| UE045YNC01 | humiSteam Basic 45 kg/h, 575V 3~, ON/OFF or proportional, cleanable cylinder | humiSteam Basic 45 kg/h, 575V 3~, ON/OFF o proporzionale, cilindro apribile | humiSteam Basic 45 kg/h, 575V 3~, ON/OFF or proportional, cleanable cylinder | humiSteam Basic 45 kg/h, 575V 3~, ON/OFF ou proportionnel, cylindre ouvrant | humiSteam Basic 45 kg/h, 575V 3~, EIN/AUS-Betrieb oder proportional Regelung, Reinigungsfähig-Dampfzylinder | humiSteam Basic 45 kg/h, 575V 3~, todo/nada o proporcional, cilindro practicable
| UE045YW001 | humiSteam Basic 45 kg/h, 208V 3~, ON/OFF or proportional, disposable cylinder | humiSteam Basic 45 kg/h, 208V 3~, ON/OFF o proporzionale, cilindro non apribile | humiSteam Basic 45 kg/h, 208V 3~, ON/OFF or proportional, disposable cylinder | humiSteam Basic 45 kg/h, 208V 3~, ON/OFF ou proportionnel, cylindre non ouvrant | humiSteam Basic 45 kg/h, 208V 3~, EIN/AUS-Betrieb oder proportional Regelung, Einweg-Dampfzylinder | humiSteam Basic 45 kg/h, 208V 3~, todo/nada o proporcional, cilindro no practicable
| UE045YWC01 | humiSteam Basic 45 kg/h, 208V 3~, ON/OFF or proportional, cleanable cylinder | humiSteam Basic 45 kg/h, 208V 3~, ON/OFF o proporzionale, cilindro apribile | humiSteam Basic 45 kg/h, 208V 3~, ON/OFF or proportional, cleanable cylinder | humiSteam Basic 45 kg/h, 208V 3~, ON/OFF ou proportionnel, cylindre ouvrant | humiSteam Basic 45 kg/h, 208V 3~, EIN/AUS-Betrieb oder proportional Regelung, Reinigungsfähig-Dampfzylinder | humiSteam Basic 45 kg/h, 208V 3~, todo/nada o proporcional, cilindro practicable
| UE065YL001 | humiSteam Basic 65 kg/h, 400V 3~, ON/OFF or proportional, disposable cylinder | humiSteam Basic 65 kg/h, 400V 3~, ON/OFF o proporzionale, cilindro non apribile | humiSteam Basic 65 kg/h, 400V 3~, ON/OFF or proportional, disposable cylinder | humiSteam Basic 65 kg/h, 400V 3~, ON/OFF ou proportionnel, cylindre non ouvrant | humiSteam Basic 65 kg/h, 400V 3~, EIN/AUS-Betrieb oder proportional Regelung, Einweg-Dampfzylinder | humiSteam Basic 65 kg/h, 400V 3~, todo/nada o proporcional, cilindro no practicable
| UE065YLC01 | humiSteam Basic 65 kg/h, 400V 3~, ON/OFF or proportional, cleanable cylinder | humiSteam Basic 65 kg/h, 400V 3~, ON/OFF o proporzionale, cilindro apribile | humiSteam Basic 65 kg/h, 400V 3~, ON/OFF or proportional, cleanable cylinder | humiSteam Basic 65 kg/h, 400V 3~, ON/OFF ou proportionnel, cylindre ouvrant | humiSteam Basic 65 kg/h, 400V 3~, EIN/AUS-Betrieb oder proportional Regelung, Reinigungsfähig-Dampfzylinder | humiSteam Basic 65 kg/h, 400V 3~, todo/nada o proporcional, cilindro practicable
| UE065YM001 | humiSteam Basic 65 kg/h, 460V 3~, ON/OFF or proportional, disposable cylinder | humiSteam Basic 65 kg/h, 460V 3~, ON/OFF o proporzionale, cilindro non apribile | humiSteam Basic 65 kg/h, 460V 3~, ON/OFF or proportional, disposable cylinder | humiSteam Basic 65 kg/h, 460V 3~, ON/OFF ou proportionnel, cylindre non ouvrant | humiSteam Basic 65 kg/h, 460V 3~, EIN/AUS-Betrieb oder proportional Regelung, Einweg-Dampfzylinder | humiSteam Basic 65 kg/h, 460V 3~, todo/nada o proporcional, cilindro no practicable
| UE065YMC01 | humiSteam Basic 65 kg/h, 460V 3~, ON/OFF or proportional, cleanable cylinder | humiSteam Basic 65 kg/h, 460V 3~, ON/OFF o proporzionale, cilindro apribile | humiSteam Basic 65 kg/h, 460V 3~, ON/OFF or proportional, cleanable cylinder | humiSteam Basic 65 kg/h, 460V 3~, ON/OFF ou proportionnel, cylindre ouvrant | humiSteam Basic 65 kg/h, 460V 3~, EIN/AUS-Betrieb oder proportional Regelung, Reinigungsfähig-Dampfzylinder | humiSteam Basic 65 kg/h, 460V 3~, todo/nada o proporcional, cilindro practicable
| UE065YN001 | humiSteam Basic 65 kg/h, 575V 3~, ON/OFF or proportional, disposable cylinder | humiSteam Basic 65 kg/h, 575V 3~, ON/OFF o proporzionale, cilindro non apribile | humiSteam Basic 65 kg/h, 575V 3~, ON/OFF or proportional, disposable cylinder | humiSteam Basic 65 kg/h, 575V 3~, ON/OFF ou proportionnel, cylindre non ouvrant | humiSteam Basic 65 kg/h, 575V 3~, EIN/AUS-Betrieb oder proportional Regelung, Einweg-Dampfzylinder | humiSteam Basic 65 kg/h, 575V 3~, todo/nada o proporcional, cilindro no practicable
| UE065YNC01 | humiSteam Basic 65 kg/h, 575V 3~, ON/OFF or proportional, cleanable cylinder | humiSteam Basic 65 kg/h, 575V 3~, ON/OFF o proporzionale, cilindro apribile | humiSteam Basic 65 kg/h, 575V 3~, ON/OFF or proportional, cleanable cylinder | humiSteam Basic 65 kg/h, 575V 3~, ON/OFF ou proportionnel, cylindre ouvrant | humiSteam Basic 65 kg/h, 575V 3~, EIN/AUS-Betrieb oder proportional Regelung, Reinigungsfähig-Dampfzylinder | humiSteam Basic 65 kg/h, 575V 3~, todo/nada o proporcional, cilindro practicable
| UE001XD001 | humiSteam X-plus 1,5 kg/h, 230Vac 1~, with regulation, disposable cylinder | humiSteam X-plus 1,5 kg/h, 230V 1~, regolazione integrata, cilindro non apribile | humiSteam X-plus 1,5 kg/h, 230Vac 1~, with regulation, disposable cylinder | humiSteam X-plus 1,5 kg/h, 230Vac 1~, avec régulateur, cylindre non ouvrant | humiSteam X-plus 1,5 kg/h, 230Vac 1~, mit Feuchte-Regelung, Einweg-Dampfzylinder | humiSteam X-plus 1,5 kg/h, 230V 1~, regulación integrada, cilindro no practicable
| UE001XDC01 | humiSteam X-plus 1,5 kg/h, 230Vac 1~, with regulation, cleanable cylinder | humiSteam X-plus 1,5 kg/h, 230V 1~, regolazione integrata, cilindro apribile | humiSteam X-plus 1,5 kg/h, 230Vac 1~, with regulation, cleanable cylinder | humiSteam X-plus 1,5 kg/h, 230Vac 1~, avec régulateur, cylindre ouvrant | humiSteam X-plus 1,5 kg/h, 230Vac 1~, mit Feuchte-Regelung, Reinigungsfähig-Dampfzylinder | humiSteam X-plus 1,5 kg/h, 230V 1~, regulación integrada, cilindro practicable
| UE001XU001 | humiSteam X-plus 1,5 kg/h, 208Vac 1~, with regulation, disposable cylinder | humiSteam X-plus 1,5 kg/h, 208V 1~, regolazione integrata, cilindro non apribile | humiSteam X-plus 1,5 kg/h, 208Vac 1~, with regulation, disposable cylinder | humiSteam X-plus 1,5 kg/h, 208Vac 1~, avec régulateur, cylindre non ouvrant | humiSteam X-plus 1,5 kg/h, 208Vac 1~, mit Feuchte-Regelung, Einweg-Dampfzylinder | humiSteam X-plus 1,5 kg/h, 208V 1~, regulación integrada, cilindro no practicable
| UE001XUC01 | humiSteam X-plus 1,5 kg/h, 208Vac 1~, with regulation, cleanable cylinder | humiSteam X-plus 1,5 kg/h, 208V 1~, regolazione integrata, cilindro apribile | humiSteam X-plus 1,5 kg/h, 208Vac 1~, with regulation, cleanable cylinder | humiSteam X-plus 1,5 kg/h, 208Vac 1~, avec régulateur, cylindre ouvrant | humiSteam X-plus 1,5 kg/h, 208Vac 1~, mit Feuchte-Regelung, Reinigungsfähig-Dampfzylinder | humiSteam X-plus 1,5 kg/h, 208V 1~, regulación integrada, cilindro practicable
| UE003XD001 | humiSteam X-plus 3 kg/h, 230Vac 1~, with regulation, disposable cylinder | humiSteam X-plus 3 kg/h, 230V 1~, regolazione integrata, cilindro non apribile | humiSteam X-plus 3 kg/h, 230Vac 1~, with regulation, disposable cylinder | humiSteam X-plus 3 kg/h, 230Vac 1~, avec régulateur, cylindre non ouvrant | humiSteam X-plus 3 kg/h, 230Vac 1~, mit Feuchte-Regelung, Einweg-Dampfzylinder | humiSteam X-plus 3 kg/h, 230V 1~, regulación integrada, cilindro no practicable
| UE003XDC01 | humiSteam X-plus 3 kg/h, 230Vac 1~, with regulation, cleanable cylinder | humiSteam X-plus 3 kg/h, 230V 1~, regolazione integrata, cilindro apribile | humiSteam X-plus 3 kg/h, 230Vac 1~, with regulation, cleanable cylinder | humiSteam X-plus 3 kg/h, 230Vac 1~, avec régulateur, cylindre ouvrant | humiSteam X-plus 3 kg/h, 230Vac 1~, mit Feuchte-Regelung, Reinigungsfähig-Dampfzylinder | humiSteam X-plus 3 kg/h, 230V 1~, regulación integrada, cilindro practicable
| UE003XK001 | humiSteam X-plus 3 kg/h, 230Vac 3~, with regulation, disposable cylinder | humiSteam X-plus 3 kg/h, 230V 3~, regolazione integrata, cilindro non apribile | humiSteam X-plus 3 kg/h, 230Vac 3~, with regulation, disposable cylinder | humiSteam X-plus 3 kg/h, 230Vac 3~, avec régulateur, cylindre non ouvrant | humiSteam X-plus 3 kg/h, 230Vac 3~, mit Feuchte-Regelung, Einweg-Dampfzylinder | humiSteam X-plus 3 kg/h, 230V 3~, regulación integrada, cilindro no practicable
| UE003XKC01 | humiSteam X-plus 3 kg/h, 230Vac 3~, with regulation, cleanable cylinder | humiSteam X-plus 3 kg/h, 230V 3~, regolazione integrata, cilindro apribile | humiSteam X-plus 3 kg/h, 230Vac 3~, with regulation, cleanable cylinder | humiSteam X-plus 3 kg/h, 230Vac 3~, avec régulateur, cylindre ouvrant | humiSteam X-plus 3 kg/h, 230Vac 3~, mit Feuchte-Regelung, Reinigungsfähig-Dampfzylinder | humiSteam X-plus 3 kg/h, 230V 3~, regulación integrada, cilindro practicable
| UE003XL001 | humiSteam X-plus 3 kg/h, 400Vac 3~, with regulation, disposable cylinder | humiSteam X-plus 3 kg/h, 400V 3~, regolazione integrata, cilindro non apribile | humiSteam X-plus 3 kg/h, 400Vac 3~, with regulation, disposable cylinder | humiSteam X-plus 3 kg/h, 400Vac 3~, avec régulateur, cylindre non ouvrant | humiSteam X-plus 3 kg/h, 400Vac 3~, mit Feuchte-Regelung, Einweg-Dampfzylinder | humiSteam X-plus 3 kg/h, 400V 3~, regulación integrada, cilindro no practicable
| UE003XLC01 | humiSteam X-plus 3 kg/h, 400Vac 3~, with regulation, cleanable cylinder | humiSteam X-plus 3 kg/h, 400V 3~, regolazione integrata, cilindro apribile | humiSteam X-plus 3 kg/h, 400Vac 3~, with regulation, cleanable cylinder | humiSteam X-plus 3 kg/h, 400Vac 3~, avec régulateur, cylindre ouvrant | humiSteam X-plus 3 kg/h, 400Vac 3~, mit Feuchte-Regelung, Reinigungsfähig-Dampfzylinder | humiSteam X-plus 3 kg/h, 400V 3~, regulación integrada, cilindro practicable
| UE003XM001 | humiSteam X-plus 3 kg/h, 460Vac 3~, with regulation, disposable cylinder | humiSteam X-plus 3 kg/h, 460V 3~, regolazione integrata, cilindro non apribile | humiSteam X-plus 3 kg/h, 460Vac 3~, with regulation, disposable cylinder | humiSteam X-plus 3 kg/h, 460Vac 3~, avec régulateur, cylindre non ouvrant | humiSteam X-plus 3 kg/h, 460Vac 3~, mit Feuchte-Regelung, Einweg-Dampfzylinder | humiSteam X-plus 3 kg/h, 460V 3~, regulación integrada, cilindro no practicable
| UE003XMC01 | humiSteam X-plus 3 kg/h, 460Vac 3~, with regulation, cleanable cylinder | humiSteam X-plus 3 kg/h, 460V 3~, regolazione integrata, cilindro apribile | humiSteam X-plus 3 kg/h, 460Vac 3~, with regulation, cleanable cylinder | humiSteam X-plus 3 kg/h, 460Vac 3~, avec régulateur, cylindre ouvrant | humiSteam X-plus 3 kg/h, 460Vac 3~, mit Feuchte-Regelung, Reinigungsfähig-Dampfzylinder | humiSteam X-plus 3 kg/h, 460V 3~, regulación integrada, cilindro practicable
humiSteam X-plus 3 kg/h, 575V 3~, regulación integrada, cilindro no practicable
humiSteam X-plus 3 kg/h, 575V 3~, regulación integrada, cilindro practicable
| UE003XU001 | humiSteam X-plus 3 kg/h, 208Vac 1~, with regulation, disposable cylinder | humiSteam X-plus 3 kg/h, 208V 1~, regolazione integrata, cilindro non apribile | humiSteam X-plus 3 kg/h, 208Vac 1~, with regulation, disposable cylinder | humiSteam X-plus 3 kg/h, 208Vac 1~, avec régulateur, cylindre non ouvrant | humiSteam X-plus 3 kg/h, 208Vac 1~, mit Feuchte-Regelung, Einweg-Dampfzylinder | humiSteam X-plus 3 kg/h, 208V 1~, regulación integrada, cilindro no practicable
| UE003XUC01 | humiSteam X-plus 3 kg/h, 208Vac 1~, with regulation, cleanable cylinder | humiSteam X-plus 3 kg/h, 208V 1~, regolazione integrata, cilindro apribile | humiSteam X-plus 3 kg/h, 208Vac 1~, with regulation, cleanable cylinder | humiSteam X-plus 3 kg/h, 208Vac 1~, avec régulateur, cylindre ouvrant | humiSteam X-plus 3 kg/h, 208Vac 1~, mit Feuchte-Regelung, Reinigungsfähig-Dampfzylinder | humiSteam X-plus 3 kg/h, 208V 1~, regulación integrada, cilindro practicable
| UE003XW001 | humiSteam X-plus 3 kg/h, 208Vac 3~, with regulation, disposable cylinder | humiSteam X-plus 3 kg/h, 208V 3~, regolazione integrata, cilindro non apribile | humiSteam X-plus 3 kg/h, 208Vac 3~, with regulation, disposable cylinder | humiSteam X-plus 3 kg/h, 208Vac 3~, avec régulateur, cylindre non ouvrant | humiSteam X-plus 3 kg/h, 208Vac 3~, mit Feuchte-Regelung, Einweg-Dampfzylinder | humiSteam X-plus 3 kg/h, 208V 3~, regulación integrada, cilindro no practicable
| UE003XWC01 | humiSteam X-plus 3 kg/h, 208Vac 3~, with regulation, cleanable cylinder | humiSteam X-plus 3 kg/h, 208V 3~, regolazione integrata, cilindro apribile | humiSteam X-plus 3 kg/h, 208Vac 3~, with regulation, cleanable cylinder | humiSteam X-plus 3 kg/h, 208Vac 3~, avec régulateur, cylindre ouvrant | humiSteam X-plus 3 kg/h, 208Vac 3~, mit Feuchte-Regelung, Reinigungsfähig-Dampfzylinder | humiSteam X-plus 3 kg/h, 208V 3~, regulación integrada, cilindro practicable
| UE005XD001 | humiSteam X-plus 5 kg/h, 230Vac 1~, with regulation, disposable cylinder | humiSteam X-plus 5 kg/h, 230V 1~, regolazione integrata, cilindro non apribile | humiSteam X-plus 5 kg/h, 230Vac 1~, with regulation, disposable cylinder | humiSteam X-plus 5 kg/h, 230Vac 1~, avec régulateur, cylindre non ouvrant | humiSteam X-plus 5 kg/h, 230Vac 1~, mit Feuchte-Regelung, Einweg-Dampfzylinder | humiSteam X-plus 5 kg/h, 230V 1~, regulación integrada, cilindro no practicable
| UE005XDC01 | humiSteam X-plus 5 kg/h, 230Vac 1~, with regulation, cleanable cylinder | humiSteam X-plus 5 kg/h, 230V 1~, regolazione integrata, cilindro apribile | humiSteam X-plus 5 kg/h, 230Vac 1~, with regulation, cleanable cylinder | humiSteam X-plus 5 kg/h, 230Vac 1~, avec régulateur, cylindre ouvrant | humiSteam X-plus 5 kg/h, 230Vac 1~, mit Feuchte-Regelung, Reinigungsfähig-Dampfzylinder | humiSteam X-plus 5 kg/h, 230V 1~, regulación integrada, cilindro practicable
| UE005XK001 | humiSteam X-plus 5 kg/h, 230Vac 3~, with regulation, disposable cylinder | humiSteam X-plus 5 kg/h, 230V 3~, regolazione integrata, cilindro non apribile | humiSteam X-plus 5 kg/h, 230Vac 3~, with regulation, disposable cylinder | humiSteam X-plus 5 kg/h, 230Vac 3~, avec régulateur, cylindre non ouvrant | humiSteam X-plus 5 kg/h, 230Vac 3~, mit Feuchte-Regelung, Einweg-Dampfzylinder | humiSteam X-plus 5 kg/h, 230V 3~, regulación integrada, cilindro no practicable
| UE005XKC01 | humiSteam X-plus 5 kg/h, 230Vac 3~, with regulation, cleanable cylinder | humiSteam X-plus 5 kg/h, 230V 3~, regolazione integrata, cilindro apribile | humiSteam X-plus 5 kg/h, 230Vac 3~, with regulation, cleanable cylinder | humiSteam X-plus 5 kg/h, 230Vac 3~, avec régulateur, cylindre ouvrant | humiSteam X-plus 5 kg/h, 230Vac 3~, mit Feuchte-Regelung, Reinigungsfähig-Dampfzylinder | humiSteam X-plus 5 kg/h, 230V 3~, regulación integrada, cilindro practicable
| UE005XL001 | humiSteam X-plus 5 kg/h, 400Vac 3~, with regulation, disposable cylinder | humiSteam X-plus 5 kg/h, 400V 3~, regolazione integrata, cilindro non apribile | humiSteam X-plus 5 kg/h, 400Vac 3~, with regulation, disposable cylinder | humiSteam X-plus 5 kg/h, 400Vac 3~, avec régulateur, cylindre non ouvrant | humiSteam X-plus 5 kg/h, 400Vac 3~, mit Feuchte-Regelung, Einweg-Dampfzylinder | humiSteam X-plus 5 kg/h, 400V 3~, regulación integrada, cilindro no practicable
| UE005XLC01 | humiSteam X-plus 5 kg/h, 400Vac 3~, with regulation, cleanable cylinder | humiSteam X-plus 5 kg/h, 400V 3~, regolazione integrata, cilindro apribile | humiSteam X-plus 5 kg/h, 400Vac 3~, with regulation, cleanable cylinder | humiSteam X-plus 5 kg/h, 400Vac 3~, avec régulateur, cylindre ouvrant | humiSteam X-plus 5 kg/h, 400Vac 3~, mit Feuchte-Regelung, Reinigungsfähig-Dampfzylinder | humiSteam X-plus 5 kg/h, 400V 3~, regulación integrada, cilindro practicable
| UE005XM001 | humiSteam X-plus 5 kg/h, 460Vac 3~, with regulation, disposable cylinder | humiSteam X-plus 5 kg/h, 460V 3~, regolazione integrata, cilindro non apribile | humiSteam X-plus 5 kg/h, 460Vac 3~, with regulation, disposable cylinder | humiSteam X-plus 5 kg/h, 460Vac 3~, avec régulateur, cylindre non ouvrant | humiSteam X-plus 5 kg/h, 460Vac 3~, mit Feuchte-Regelung, Einweg-Dampfzylinder | humiSteam X-plus 5 kg/h, 460V 3~, regulación integrada, cilindro no practicable
| UE005XMC01 | humiSteam X-plus 5 kg/h, 460Vac 3~, with regulation, cleanable cylinder | humiSteam X-plus 5 kg/h, 460V 3~, regolazione integrata, cilindro apribile | humiSteam X-plus 5 kg/h, 460Vac 3~, with regulation, cleanable cylinder | humiSteam X-plus 5 kg/h, 460Vac 3~, avec régulateur, cylindre ouvrant | humiSteam X-plus 5 kg/h, 460Vac 3~, mit Feuchte-Regelung, Reinigungsfähig-Dampfzylinder | humiSteam X-plus 5 kg/h, 460V 3~, regulación integrada, cilindro practicable
| UE005XN001 | humiSteam X-plus 5 kg/h, 575Vac 3~, with regulation, disposable cylinder | humiSteam X-plus 5 kg/h, 575V 3~, regolazione integrata, cilindro non apribile | humiSteam X-plus 5 kg/h, 575Vac 3~, with regulation, disposable cylinder | humiSteam X-plus 5 kg/h, 575Vac 3~, avec régulateur, cylindre non ouvrant | humiSteam X-plus 5 kg/h, 575Vac 3~, mit Feuchte-Regelung, Einweg-Dampfzylinder | humiSteam X-plus 5 kg/h, 575V 3~, regulación integrada, cilindro no practicable
| UE005XNC01 | humiSteam X-plus 5 kg/h, 575Vac 3~, with regulation, cleanable cylinder | humiSteam X-plus 5 kg/h, 575V 3~, regolazione integrata, cilindro apribile | humiSteam X-plus 5 kg/h, 575Vac 3~, with regulation, cleanable cylinder | humiSteam X-plus 5 kg/h, 575Vac 3~, avec régulateur, cylindre ouvrant | humiSteam X-plus 5 kg/h, 575Vac 3~, mit Feuchte-Regelung, Reinigungsfähig-Dampfzylinder | humiSteam X-plus 5 kg/h, 575V 3~, regulación integrada, cilindro practicable
| UE005XU001 | humiSteam X-plus 5 kg/h, 208Vac 1~, with regulation, disposable cylinder | humiSteam X-plus 5 kg/h, 208V 1~, regolazione integrata, cilindro non apribile | humiSteam X-plus 5 kg/h, 208Vac 1~, with regulation, disposable cylinder | humiSteam X-plus 5 kg/h, 208Vac 1~, avec régulateur, cylindre non ouvrant | humiSteam X-plus 5 kg/h, 208Vac 1~, mit Feuchte-Regelung, Einweg-Dampfzylinder | humiSteam X-plus 5 kg/h, 208V 1~, regulación integrada, cilindro no practicable
| UE005XUC01 | humiSteam X-plus 5 kg/h, 208Vac 1~, with regulation, cleanable cylinder | humiSteam X-plus 5 kg/h, 208V 1~, regolazione integrata, cilindro apribile | humiSteam X-plus 5 kg/h, 208Vac 1~, with regulation, cleanable cylinder | humiSteam X-plus 5 kg/h, 208Vac 1~, avec régulateur, cylindre ouvrant | humiSteam X-plus 5 kg/h, 208Vac 1~, mit Feuchte-Regelung, Reinigungsfähig-Dampfzylinder | humiSteam X-plus 5 kg/h, 208V 1~, regulación integrada, cilindro practicable
| UE005XW001 | humiSteam X-plus 5 kg/h, 208Vac 3~, with regulation, disposable cylinder | humiSteam X-plus 5 kg/h, 208V 3~, regolazione integrata, cilindro non apribile | humiSteam X-plus 5 kg/h, 208Vac 3~, with regulation, disposable cylinder | humiSteam X-plus 5 kg/h, 208Vac 3~, avec régulateur, cylindre non ouvrant | humiSteam X-plus 5 kg/h, 208Vac 3~, mit Feuchte-Regelung, Einweg-Dampfzylinder | humiSteam X-plus 5 kg/h, 208V 3~, regulación integrada, cilindro no practicable
| UE005XWC01 | humiSteam X-plus 5 kg/h, 208Vac 3~, with regulation, cleanable cylinder | humiSteam X-plus 5 kg/h, 208V 3~, regolazione integrata, cilindro apribile | humiSteam X-plus 5 kg/h, 208Vac 3~, with regulation, cleanable cylinder | humiSteam X-plus 5 kg/h, 208Vac 3~, avec régulateur, cylindre ouvrant | humiSteam X-plus 5 kg/h, 208Vac 3~, mit Feuchte-Regelung, Reinigungsfähig-Dampfzylinder | humiSteam X-plus 5 kg/h, 208V 3~, regulación integrada, cilindro practicable
| UE008XK001 | humiSteam X-plus 8 kg/h, 230Vac 3~, with regulation, disposable cylinder | humiSteam X-plus 8 kg/h, 230V 3~, regolazione integrata, cilindro non apribile | humiSteam X-plus 8 kg/h, 230Vac 3~, with regulation, disposable cylinder | humiSteam X-plus 8 kg/h, 230Vac 3~, avec régulateur, cylindre non ouvrant | humiSteam X-plus 8 kg/h, 230Vac 3~, mit Feuchte-Regelung, Einweg-Dampfzylinder | humiSteam X-plus 8 kg/h, 230V 3~, regulación integrada, cilindro no practicable
| UE008XKC01 | humiSteam X-plus 8 kg/h, 230Vac 3~, with regulation, cleanable cylinder | humiSteam X-plus 8 kg/h, 230V 3~, regolazione integrata, cilindro apribile | humiSteam X-plus 8 kg/h, 230Vac 3~, with regulation, cleanable cylinder | humiSteam X-plus 8 kg/h, 230Vac 3~, avec régulateur, cylindre ouvrant | humiSteam X-plus 8 kg/h, 230Vac 3~, mit Feuchte-Regelung, Reinigungsfähig-Dampfzylinder | humiSteam X-plus 8 kg/h, 230V 3~, regulación integrada, cilindro practicable
| UE008XL001 | humiSteam X-plus 8 kg/h, 400Vac 3~, with regulation, disposable cylinder | humiSteam X-plus 8 kg/h, 400V 3~, regolazione integrata, cilindro non apribile | humiSteam X-plus 8 kg/h, 400Vac 3~, with regulation, disposable cylinder | humiSteam X-plus 8 kg/h, 400Vac 3~, avec régulateur, cylindre non ouvrant | humiSteam X-plus 8 kg/h, 400Vac 3~, mit Feuchte-Regelung, Einweg-Dampfzylinder | humiSteam X-plus 8 kg/h, 400V 3~, regulación integrada, cilindro no practicable
| UE008XLC01 | humiSteam X-plus 8 kg/h, 400Vac 3~, with regulation, cleanable cylinder | humiSteam X-plus 8 kg/h, 400V 3~, regolazione integrata, cilindro apribile | humiSteam X-plus 8 kg/h, 400Vac 3~, with regulation, cleanable cylinder | humiSteam X-plus 8 kg/h, 400Vac 3~, avec régulateur, cylindre ouvrant | humiSteam X-plus 8 kg/h, 400Vac 3~, mit Feuchte-Regelung, Reinigungsfähig-Dampfzylinder | humiSteam X-plus 8 kg/h, 400V 3~, regulación integrada, cilindro practicable
| UE008XM001 | humiSteam X-plus 8 kg/h, 460Vac 3~, with regulation, disposable cylinder | humiSteam X-plus 8 kg/h, 460V 3~, regolazione integrata, cilindro non apribile | humiSteam X-plus 8 kg/h, 460Vac 3~, with regulation, disposable cylinder | humiSteam X-plus 8 kg/h, 460Vac 3~, avec régulateur, cylindre non ouvrant | humiSteam X-plus 8 kg/h, 460Vac 3~, mit Feuchte-Regelung, Einweg-Dampfzylinder | humiSteam X-plus 8 kg/h, 460V 3~, regulación integrada, cilindro no practicable
| UE008XMC01 | humiSteam X-plus 8 kg/h, 460Vac 3~, with regulation, cleanable cylinder | humiSteam X-plus 8 kg/h, 460V 3~, regolazione integrata, cilindro apribile | humiSteam X-plus 8 kg/h, 460Vac 3~, with regulation, cleanable cylinder | humiSteam X-plus 8 kg/h, 460Vac 3~, avec régulateur, cylindre ouvrant | humiSteam X-plus 8 kg/h, 460Vac 3~, mit Feuchte-Regelung, Reinigungsfähig-Dampfzylinder | humiSteam X-plus 8 kg/h, 460V 3~, regulación integrada, cilindro practicable
| UE008XN001 | humiSteam X-plus 8 kg/h, 575Vac 3~, with regulation, disposable cylinder | humiSteam X-plus 8 kg/h, 575V 3~, regolazione integrata, cilindro non apribile | humiSteam X-plus 8 kg/h, 575Vac 3~, with regulation, disposable cylinder | humiSteam X-plus 8 kg/h, 575Vac 3~, avec régulateur, cylindre non ouvrant | humiSteam X-plus 8 kg/h, 575Vac 3~, mit Feuchte-Regelung, Einweg-Dampfzylinder | humiSteam X-plus 8 kg/h, 575V 3~, regulación integrada, cilindro no practicable
| UE008XNC01 | humiSteam X-plus 8 kg/h, 575Vac 3~, with regulation, cleanable cylinder | humiSteam X-plus 8 kg/h, 575V 3~, regolazione integrata, cilindro apribile | humiSteam X-plus 8 kg/h, 575Vac 3~, with regulation, cleanable cylinder | humiSteam X-plus 8 kg/h, 575Vac 3~, avec régulateur, cylindre ouvrant | humiSteam X-plus 8 kg/h, 575Vac 3~, mit Feuchte-Regelung, Reinigungsfähig-Dampfzylinder | humiSteam X-plus 8 kg/h, 575V 3~, regulación integrada, cilindro practicable
| UE008XW001 | humiSteam X-plus 8 kg/h, 208Vac 3~, with regulation, disposable cylinder | humiSteam X-plus 8 kg/h, 208V 3~, regolazione integrata, cilindro non apribile | humiSteam X-plus 8 kg/h, 208Vac 3~, with regulation, disposable cylinder | humiSteam X-plus 8 kg/h, 208Vac 3~, avec régulateur, cylindre non ouvrant | humiSteam X-plus 8 kg/h, 208Vac 3~, mit Feuchte-Regelung, Einweg-Dampfzylinder | humiSteam X-plus 8 kg/h, 208V 3~, regulación integrada, cilindro no practicable
| UE008XWC01 | humiSteam X-plus 8 kg/h, 208Vac 3~, with regulation, cleanable cylinder | humiSteam X-plus 8 kg/h, 208V 3~, regolazione integrata, cilindro apribile | humiSteam X-plus 8 kg/h, 208Vac 3~, with regulation, cleanable cylinder | humiSteam X-plus 8 kg/h, 208Vac 3~, avec régulateur, cylindre ouvrant | humiSteam X-plus 8 kg/h, 208Vac 3~, mit Feuchte-Regelung, Reinigungsfähig-Dampfzylinder | humiSteam X-plus 8 kg/h, 208V 3~, regulación integrada, cilindro practicable
| UE009XD001 | humiSteam X-plus 9 kg/h, 230Vac 1~, with regulation, disposable cylinder | humiSteam X-plus 9 kg/h, 230V 1~, regolazione integrata, cilindro non apribile | humiSteam X-plus 9 kg/h, 230Vac 1~, with regulation, disposable cylinder | humiSteam X-plus 9 kg/h, 230Vac 1~, avec régulateur, cylindre non ouvrant | humiSteam X-plus 9 kg/h, 230Vac 1~, mit Feuchte-Regelung, Einweg-Dampfzylinder | humiSteam X-plus 9 kg/h, 230V 1~, regulación integrada, cilindro no practicable
| UE009XDC01 | humiSteam X-plus 9 kg/h, 230Vac 1~, with regulation, cleanable cylinder | humiSteam X-plus 9 kg/h, 230V 1~, regolazione integrata, cilindro apribile | humiSteam X-plus 9 kg/h, 230Vac 1~, with regulation, cleanable cylinder | humiSteam X-plus 9 kg/h, 230Vac 1~, avec régulateur, cylindre ouvrant | humiSteam X-plus 9 kg/h, 230Vac 1~, mit Feuchte-Regelung, Reinigungsfähig-Dampfzylinder | humiSteam X-plus 9 kg/h, 230V 1~, regulación integrada, cilindro practicable
| UE009XU001 | humiSteam X-plus 9 kg/h, 208Vac 1~, with regulation, disposable cylinder | humiSteam X-plus 9 kg/h, 208V 1~, regolazione integrata, cilindro non apribile | humiSteam X-plus 9 kg/h, 208Vac 1~, with regulation, disposable cylinder | humiSteam X-plus 9 kg/h, 208Vac 1~, avec régulateur, cylindre non ouvrant | humiSteam X-plus 9 kg/h, 208Vac 1~, mit Feuchte-Regelung, Einweg-Dampfzylinder | humiSteam X-plus 9 kg/h, 208V 1~, regulación integrada, cilindro no practicable
| UE009XUC01 | humiSteam X-plus 9 kg/h, 208Vac 1~, with regulation, cleanable cylinder | humiSteam X-plus 9 kg/h, 208V 1~, regolazione integrata, cilindro apribile | humiSteam X-plus 9 kg/h, 208Vac 1~, with regulation, cleanable cylinder | humiSteam X-plus 9 kg/h, 208Vac 1~, avec régulateur, cylindre ouvrant | humiSteam X-plus 9 kg/h, 208Vac 1~, mit Feuchte-Regelung, Reinigungsfähig-Dampfzylinder | humiSteam X-plus 9 kg/h, 208V 1~, regulación integrada, cilindro practicable
| UE010XK001 | humiSteam X-plus 10 kg/h, 230Vac 3~, with regulation, disposable cylinder | humiSteam X-plus 10 kg/h, 230V 3~, regolazione integrata, cilindro non apribile | humiSteam X-plus 10 kg/h, 230Vac 3~, with regulation, disposable cylinder | humiSteam X-plus 10 kg/h, 230Vac 3~, avec régulateur, cylindre non ouvrant | humiSteam X-plus 10 kg/h, 230Vac 3~, mit Feuchte-Regelung, Einweg-Dampfzylinder | humiSteam X-plus 10 kg/h, 230V 3~, regulación integrada, cilindro no practicable
| UE010XKC01 | humiSteam X-plus 10 kg/h, 230Vac 3~, with regulation, cleanable cylinder | humiSteam X-plus 10 kg/h, 230V 3~, regolazione integrata, cilindro apribile | humiSteam X-plus 10 kg/h, 230Vac 3~, with regulation, cleanable cylinder | humiSteam X-plus 10 kg/h, 230Vac 3~, avec régulateur, cylindre ouvrant | humiSteam X-plus 10 kg/h, 230Vac 3~, mit Feuchte-Regelung, Reinigungsfähig-Dampfzylinder | humiSteam X-plus 10 kg/h, 230V 3~, regulación integrada, cilindro practicable
| UE010XL001 | humiSteam X-plus 10 kg/h, 400Vac 3~, with regulation, disposable cylinder | humiSteam X-plus 10 kg/h, 400V 3~, regolazione integrata, cilindro non apribile | humiSteam X-plus 10 kg/h, 400Vac 3~, with regulation, disposable cylinder | humiSteam X-plus 10 kg/h, 400Vac 3~, avec régulateur, cylindre non ouvrant | humiSteam X-plus 10 kg/h, 400Vac 3~, mit Feuchte-Regelung, Einweg-Dampfzylinder | humiSteam X-plus 10 kg/h, 400V 3~, regulación integrada, cilindro no practicable
| UE010XLC01 | humiSteam X-plus 10 kg/h, 400Vac 3~, with regulation, cleanable cylinder | humiSteam X-plus 10 kg/h, 400V 3~, regolazione integrata, cilindro apribile | humiSteam X-plus 10 kg/h, 400Vac 3~, with regulation, cleanable cylinder | humiSteam X-plus 10 kg/h, 400Vac 3~, avec régulateur, cylindre ouvrant | humiSteam X-plus 10 kg/h, 400Vac 3~, mit Feuchte-Regelung, Reinigungsfähig-Dampfzylinder | humiSteam X-plus 10 kg/h, 400V 3~, regulación integrada, cilindro practicable
| UE010XM001 | humiSteam X-plus 10 kg/h, 460Vac 3~, with regulation, disposable cylinder | humiSteam X-plus 10 kg/h, 460V 3~, regolazione integrata, cilindro non apribile | humiSteam X-plus 10 kg/h, 460Vac 3~, with regulation, disposable cylinder | humiSteam X-plus 10 kg/h, 460Vac 3~, avec régulateur, cylindre non ouvrant | humiSteam X-plus 10 kg/h, 460Vac 3~, mit Feuchte-Regelung, Einweg-Dampfzylinder | humiSteam X-plus 10 kg/h, 460V 3~, regulación integrada, cilindro no practicable
| UE010XMC01 | humiSteam X-plus 10 kg/h, 460Vac 3~, with regulation, cleanable cylinder | humiSteam X-plus 10 kg/h, 460V 3~, regolazione integrata, cilindro apribile | humiSteam X-plus 10 kg/h, 460Vac 3~, with regulation, cleanable cylinder | humiSteam X-plus 10 kg/h, 460Vac 3~, avec régulateur, cylindre ouvrant | humiSteam X-plus 10 kg/h, 460Vac 3~, mit Feuchte-Regelung, Reinigungsfähig-Dampfzylinder | humiSteam X-plus 10 kg/h, 460V 3~, regulación integrada, cilindro practicable
| UE010XN001 | humiSteam X-plus 10 kg/h, 575Vac 3~, with regulation, disposable cylinder | humiSteam X-plus 10 kg/h, 575V 3~, regolazione integrata, cilindro non apribile | humiSteam X-plus 10 kg/h, 575Vac 3~, with regulation, disposable cylinder | humiSteam X-plus 10 kg/h, 575Vac 3~, avec régulateur, cylindre non ouvrant | humiSteam X-plus 10 kg/h, 575Vac 3~, mit Feuchte-Regelung, Einweg-Dampfzylinder | humiSteam X-plus 10 kg/h, 575V 3~, regulación integrada, cilindro no practicable
| UE010XNC01 | humiSteam X-plus 10 kg/h, 575Vac 3~, with regulation, cleanable cylinder | humiSteam X-plus 10 kg/h, 575V 3~, regolazione integrata, cilindro apribile | humiSteam X-plus 10 kg/h, 575Vac 3~, with regulation, cleanable cylinder | humiSteam X-plus 10 kg/h, 575Vac 3~, avec régulateur, cylindre ouvrant | humiSteam X-plus 10 kg/h, 575Vac 3~, mit Feuchte-Regelung, Reinigungsfähig-Dampfzylinder | humiSteam X-plus 10 kg/h, 575V 3~, regulación integrada, cilindro practicable
| UE010XW001 | humiSteam X-plus 10 kg/h, 208Vac 3~, with regulation, disposable cylinder | humiSteam X-plus 10 kg/h, 208V 3~, regolazione integrata, cilindro non apribile | humiSteam X-plus 10 kg/h, 208Vac 3~, with regulation, disposable cylinder | humiSteam X-plus 10 kg/h, 208Vac 3~, avec régulateur, cylindre non ouvrant | humiSteam X-plus 10 kg/h, 208Vac 3~, mit Feuchte-Regelung, Einweg-Dampfzylinder | humiSteam X-plus 10 kg/h, 208V 3~, regulación integrada, cilindro no practicable
| UE010XWC01 | humiSteam X-plus 10 kg/h, 208Vac 3~, with regulation, cleanable cylinder | humiSteam X-plus 10 kg/h, 208V 3~, regolazione integrata, cilindro apribile | humiSteam X-plus 10 kg/h, 208Vac 3~, with regulation, cleanable cylinder | humiSteam X-plus 10 kg/h, 208Vac 3~, avec régulateur, cylindre ouvrant | humiSteam X-plus 10 kg/h, 208Vac 3~, mit Feuchte-Regelung, Reinigungsfähig-Dampfzylinder | humiSteam X-plus 10 kg/h, 208V 3~, regulación integrada, cilindro practicable
| UE015XK001 | humiSteam X-plus 15 kg/h, 230Vac 3~, with regulation, disposable cylinder | humiSteam X-plus 15 kg/h, 230V 3~, regolazione integrata, cilindro non apribile | humiSteam X-plus 15 kg/h, 230Vac 3~, with regulation, disposable cylinder | humiSteam X-plus 15 kg/h, 230Vac 3~, avec régulateur, cylindre non ouvrant | humiSteam X-plus 15 kg/h, 230Vac 3~, mit Feuchte-Regelung, Einweg-Dampfzylinder | humiSteam X-plus 15 kg/h, 230V 3~, regulación integrada, cilindro no practicable
| UE015XKC01 | humiSteam X-plus 15 kg/h, 230Vac 3~, with regulation, cleanable cylinder | humiSteam X-plus 15 kg/h, 230V 3~, regolazione integrata, cilindro apribile | humiSteam X-plus 15 kg/h, 230Vac 3~, with regulation, cleanable cylinder | humiSteam X-plus 15 kg/h, 230Vac 3~, avec régulateur, cylindre ouvrant | humiSteam X-plus 15 kg/h, 230Vac 3~, mit Feuchte-Regelung, Reinigungsfähig-Dampfzylinder | humiSteam X-plus 15 kg/h, 230V 3~, regulación integrada, cilindro practicable
| UE015XL001 | humiSteam X-plus 15 kg/h, 400Vac 3~, with regulation, disposable cylinder | humiSteam X-plus 15 kg/h, 400V 3~, regolazione integrata, cilindro non apribile | humiSteam X-plus 15 kg/h, 400Vac 3~, with regulation, disposable cylinder | humiSteam X-plus 15 kg/h, 400Vac 3~, avec régulateur, cylindre non ouvrant | humiSteam X-plus 15 kg/h, 400Vac 3~, mit Feuchte-Regelung, Einweg-Dampfzylinder | humiSteam X-plus 15 kg/h, 400V 3~, regulación integrada, cilindro no practicable
| UE015XLC01 | humiSteam X-plus 15 kg/h, 400Vac 3~, with regulation, cleanable cylinder | humiSteam X-plus 15 kg/h, 400V 3~, regolazione integrata, cilindro apribile | humiSteam X-plus 15 kg/h, 400Vac 3~, with regulation, cleanable cylinder | humiSteam X-plus 15 kg/h, 400Vac 3~, avec régulateur, cylindre ouvrant | humiSteam X-plus 15 kg/h, 400Vac 3~, mit Feuchte-Regelung, Reinigungsfähig-Dampfzylinder | humiSteam X-plus 15 kg/h, 400V 3~, regulación integrada, cilindro practicable
| UE015XM001 | humiSteam X-plus 15 kg/h, 460Vac 3~, with regulation, disposable cylinder | humiSteam X-plus 15 kg/h, 460V 3~, regolazione integrata, cilindro non apribile | humiSteam X-plus 15 kg/h, 460Vac 3~, with regulation, disposable cylinder | humiSteam X-plus 15 kg/h, 460Vac 3~, avec régulateur, cylindre non ouvrant | humiSteam X-plus 15 kg/h, 460Vac 3~, mit Feuchte-Regelung, Einweg-Dampfzylinder | humiSteam X-plus 15 kg/h, 460V 3~, regulación integrada, cilindro no practicable
| UE015XMC01 | humiSteam X-plus 15 kg/h, 460Vac 3~, with regulation, cleanable cylinder | humiSteam X-plus 15 kg/h, 460V 3~, regolazione integrata, cilindro apribile | humiSteam X-plus 15 kg/h, 460Vac 3~, with regulation, cleanable cylinder | humiSteam X-plus 15 kg/h, 460Vac 3~, avec régulateur, cylindre ouvrant | humiSteam X-plus 15 kg/h, 460Vac 3~, mit Feuchte-Regelung, Reinigungsfähig-Dampfzylinder | humiSteam X-plus 15 kg/h, 460V 3~, regulación integrada, cilindro practicable
| UE015XN001 | humiSteam X-plus 15 kg/h, 575Vac 3~, with regulation, disposable cylinder | humiSteam X-plus 15 kg/h, 575V 3~, regolazione integrata, cilindro non apribile | humiSteam X-plus 15 kg/h, 575Vac 3~, with regulation, disposable cylinder | humiSteam X-plus 15 kg/h, 575Vac 3~, avec régulateur, cylindre non ouvrant | humiSteam X-plus 15 kg/h, 575Vac 3~, mit Feuchte-Regelung, Einweg-Dampfzylinder | humiSteam X-plus 15 kg/h, 575V 3~, regulación integrada, cilindro no practicable
| UE015XNC01 | humiSteam X-plus 15 kg/h, 575Vac 3~, with regulation, cleanable cylinder | humiSteam X-plus 15 kg/h, 575V 3~, regolazione integrata, cilindro apribile | humiSteam X-plus 15 kg/h, 575Vac 3~, with regulation, cleanable cylinder | humiSteam X-plus 15 kg/h, 575Vac 3~, avec régulateur, cylindre ouvrant | humiSteam X-plus 15 kg/h, 575Vac 3~, mit Feuchte-Regelung, Reinigungsfähig-Dampfzylinder | humiSteam X-plus 15 kg/h, 575V 3~, regulación integrada, cilindro practicable
| UE015XW001 | humiSteam X-plus 15 kg/h, 208Vac 3~, with regulation, disposable cylinder | humiSteam X-plus 15 kg/h, 208V 3~, regolazione integrata, cilindro non apribile | humiSteam X-plus 15 kg/h, 208Vac 3~, with regulation, disposable cylinder | humiSteam X-plus 15 kg/h, 208Vac 3~, avec régulateur, cylindre non ouvrant | humiSteam X-plus 15 kg/h, 208Vac 3~, mit Feuchte-Regelung, Einweg-Dampfzylinder | humiSteam X-plus 15 kg/h, 208V 3~, regulación integrada, cilindro no practicable
| UE015XWC01 | humiSteam X-plus 15 kg/h, 208Vac 3~, with regulation, cleanable cylinder | humiSteam X-plus 15 kg/h, 208V 3~, regolazione integrata, cilindro apribile | humiSteam X-plus 15 kg/h, 208Vac 3~, with regulation, cleanable cylinder | humiSteam X-plus 15 kg/h, 208Vac 3~, avec régulateur, cylindre ouvrant | humiSteam X-plus 15 kg/h, 208Vac 3~, mit Feuchte-Regelung, Reinigungsfähig-Dampfzylinder | humiSteam X-plus 15 kg/h, 208V 3~, regulación integrada, cilindro practicable
| UE018XL001 | humiSteam X-plus 18 kg/h, 400Vac 3~, with regulation, disposable cylinder | humiSteam X-plus 18 kg/h, 400V 3~, regolazione integrata, cilindro non apribile | humiSteam X-plus 18 kg/h, 400Vac 3~, with regulation, disposable cylinder | humiSteam X-plus 18 kg/h, 400Vac 3~, avec régulateur, cylindre non ouvrant | humiSteam X-plus 18 kg/h, 400Vac 3~, mit Feuchte-Regelung, Einweg-Dampfzylinder | humiSteam X-plus 18 kg/h, 400V 3~, regulación integrada, cilindro no practicable
| UE018XLC01 | humiSteam X-plus 18 kg/h, 400Vac 3~, with regulation, cleanable cylinder | humiSteam X-plus 18 kg/h, 400V 3~, regolazione integrata, cilindro apribile | humiSteam X-plus 18 kg/h, 400Vac 3~, with regulation, cleanable cylinder | humiSteam X-plus 18 kg/h, 400Vac 3~, avec régulateur, cylindre ouvrant | humiSteam X-plus 18 kg/h, 400Vac 3~, mit Feuchte-Regelung, Reinigungsfähig-Dampfzylinder | humiSteam X-plus 18 kg/h, 400V 3~, regulación integrada, cilindro practicable
| UE018XM001 | humiSteam X-plus 18 kg/h, 460Vac 3~, with regulation, disposable cylinder | humiSteam X-plus 18 kg/h, 460V 3~, regolazione integrata, cilindro non apribile | humiSteam X-plus 18 kg/h, 460Vac 3~, with regulation, disposable cylinder | humiSteam X-plus 18 kg/h, 460Vac 3~, avec régulateur, cylindre non ouvrant | humiSteam X-plus 18 kg/h, 460Vac 3~, mit Feuchte-Regelung, Einweg-Dampfzylinder | humiSteam X-plus 18 kg/h, 460V 3~, regulación integrada, cilindro no practicable
| UE018XMC01 | humiSteam X-plus 18 kg/h, 460Vac 3~, with regulation, cleanable cylinder | humiSteam X-plus 18 kg/h, 460V 3~, regolazione integrata, cilindro apribile | humiSteam X-plus 18 kg/h, 460Vac 3~, with regulation, cleanable cylinder | humiSteam X-plus 18 kg/h, 460Vac 3~, avec régulateur, cylindre ouvrant | humiSteam X-plus 18 kg/h, 460Vac 3~, mit Feuchte-Regelung, Reinigungsfähig-Dampfzylinder | humiSteam X-plus 18 kg/h, 460V 3~, regulación integrada, cilindro practicable
| UE018XN001 | humiSteam X-plus 18 kg/h, 575Vac 3~, with regulation, disposable cylinder | humiSteam X-plus 18 kg/h, 575V 3~, regolazione integrata, cilindro non apribile | humiSteam X-plus 18 kg/h, 575Vac 3~, with regulation, disposable cylinder | humiSteam X-plus 18 kg/h, 575Vac 3~, avec régulateur, cylindre non ouvrant | humiSteam X-plus 18 kg/h, 575Vac 3~, mit Feuchte-Regelung, Einweg-Dampfzylinder | humiSteam X-plus 18 kg/h, 575V 3~, regulación integrada, cilindro no practicable
| UE018XNC01 | humiSteam X-plus 18 kg/h, 575Vac 3~, with regulation, cleanable cylinder | humiSteam X-plus 18 kg/h, 575V 3~, regolazione integrata, cilindro apribile | humiSteam X-plus 18 kg/h, 575Vac 3~, with regulation, cleanable cylinder | humiSteam X-plus 18 kg/h, 575Vac 3~, avec régulateur, cylindre ouvrant | humiSteam X-plus 18 kg/h, 575Vac 3~, mit Feuchte-Regelung, Reinigungsfähig-Dampfzylinder | humiSteam X-plus 18 kg/h, 575V 3~, regulación integrada, cilindro practicable
| UE025XK001 | humiSteam X-plus 25 kg/h, 230Vac 3~, with regulation, disposable cylinder | humiSteam X-plus 25 kg/h, 230V 3~, regolazione integrata, cilindro non apribile | humiSteam X-plus 25 kg/h, 230Vac 3~, with regulation, disposable cylinder | humiSteam X-plus 25 kg/h, 230Vac 3~, avec régulateur, cylindre non ouvrant | humiSteam X-plus 25 kg/h, 230Vac 3~, mit Feuchte-Regelung, Einweg-Dampfzylinder | humiSteam X-plus 25 kg/h, 230V 3~, regulación integrada, cilindro no practicable
| UE025XKC01 | humiSteam X-plus 25 kg/h, 230Vac 3~, with regulation, cleanable cylinder | humiSteam X-plus 25 kg/h, 230V 3~, regolazione integrata, cilindro apribile | humiSteam X-plus 25 kg/h, 230Vac 3~, with regulation, cleanable cylinder | humiSteam X-plus 25 kg/h, 230Vac 3~, avec régulateur, cylindre ouvrant | humiSteam X-plus 25 kg/h, 230Vac 3~, mit Feuchte-Regelung, Reinigungsfähig-Dampfzylinder | humiSteam X-plus 25 kg/h, 230V 3~, regulación integrada, cilindro practicable
| UE025XL001 | humiSteam X-plus 25 kg/h, 400Vac 3~, with regulation, disposable cylinder | humiSteam X-plus 25 kg/h, 400V 3~, regolazione integrata, cilindro non apribile | humiSteam X-plus 25 kg/h, 400Vac 3~, with regulation, disposable cylinder | humiSteam X-plus 25 kg/h, 400Vac 3~, avec régulateur, cylindre non ouvrant | humiSteam X-plus 25 kg/h, 400Vac 3~, mit Feuchte-Regelung, Einweg-Dampfzylinder | humiSteam X-plus 25 kg/h, 400V 3~, regulación integrada, cilindro no practicable
| UE025XLC01 | humiSteam X-plus 25 kg/h, 400Vac 3~, with regulation, cleanable cylinder | humiSteam X-plus 25 kg/h, 400V 3~, regolazione integrata, cilindro apribile | humiSteam X-plus 25 kg/h, 400Vac 3~, with regulation, cleanable cylinder | humiSteam X-plus 25 kg/h, 400Vac 3~, avec régulateur, cylindre ouvrant | humiSteam X-plus 25 kg/h, 400Vac 3~, mit Feuchte-Regelung, Reinigungsfähig-Dampfzylinder | humiSteam X-plus 25 kg/h, 400V 3~, regulación integrada, cilindro practicable
| UE025XM001 | humiSteam X-plus 25 kg/h, 460Vac 3~, with regulation, disposable cylinder | humiSteam X-plus 25 kg/h, 460V 3~, regolazione integrata, cilindro non apribile | humiSteam X-plus 25 kg/h, 460Vac 3~, with regulation, disposable cylinder | humiSteam X-plus 25 kg/h, 460Vac 3~, avec régulateur, cylindre non ouvrant | humiSteam X-plus 25 kg/h, 460Vac 3~, mit Feuchte-Regelung, Einweg-Dampfzylinder | humiSteam X-plus 25 kg/h, 460V 3~, regulación integrada, cilindro no practicable
| UE025XMC01 | humiSteam X-plus 25 kg/h, 460Vac 3~, with regulation, cleanable cylinder | humiSteam X-plus 25 kg/h, 460V 3~, regolazione integrata, cilindro apribile | humiSteam X-plus 25 kg/h, 460Vac 3~, with regulation, cleanable cylinder | humiSteam X-plus 25 kg/h, 460Vac 3~, avec régulateur, cylindre ouvrant | humiSteam X-plus 25 kg/h, 460Vac 3~, mit Feuchte-Regelung, Reinigungsfähig-Dampfzylinder | humiSteam X-plus 25 kg/h, 460V 3~, regulación integrada, cilindro practicable
| UE025XN001 | humiSteam X-plus 25 kg/h, 575Vac 3~, with regulation, disposable cylinder | humiSteam X-plus 25 kg/h, 575V 3~, regolazione integrata, cilindro non apribile | humiSteam X-plus 25 kg/h, 575Vac 3~, with regulation, disposable cylinder | humiSteam X-plus 25 kg/h, 575Vac 3~, avec régulateur, cylindre non ouvrant | humiSteam X-plus 25 kg/h, 575Vac 3~, mit Feuchte-Regelung, Einweg-Dampfzylinder | humiSteam X-plus 25 kg/h, 575V 3~, regulación integrada, cilindro no practicable
| UE025XNC01 | humiSteam X-plus 25 kg/h, 575Vac 3~, with regulation, cleanable cylinder | humiSteam X-plus 25 kg/h, 575V 3~, regolazione integrata, cilindro apribile | humiSteam X-plus 25 kg/h, 575Vac 3~, with regulation, cleanable cylinder | humiSteam X-plus 25 kg/h, 575Vac 3~, avec régulateur, cylindre ouvrant | humiSteam X-plus 25 kg/h, 575Vac 3~, mit Feuchte-Regelung, Reinigungsfähig-Dampfzylinder | humiSteam X-plus 25 kg/h, 575V 3~, regulación integrada, cilindro practicable
| UE025XW001 | humiSteam X-plus 25 kg/h, 208Vac 3~, with regulation, disposable cylinder | humiSteam X-plus 25 kg/h, 208V 3~, regolazione integrata, cilindro non apribile | humiSteam X-plus 25 kg/h, 208Vac 3~, with regulation, disposable cylinder | humiSteam X-plus 25 kg/h, 208Vac 3~, avec régulateur, cylindre non ouvrant | humiSteam X-plus 25 kg/h, 208Vac 3~, mit Feuchte-Regelung, Einweg-Dampfzylinder | humiSteam X-plus 25 kg/h, 208V 3~, regulación integrada, cilindro no practicable
| UE025XWC01 | humiSteam X-plus 25 kg/h, 208Vac 3~, with regulation, cleanable cylinder | humiSteam X-plus 25 kg/h, 208V 3~, regolazione integrata, cilindro apribile | humiSteam X-plus 25 kg/h, 208Vac 3~, with regulation, cleanable cylinder | humiSteam X-plus 25 kg/h, 208Vac 3~, avec régulateur, cylindre ouvrant | humiSteam X-plus 25 kg/h, 208Vac 3~, mit Feuchte-Regelung, Reinigungsfähig-Dampfzylinder | humiSteam X-plus 25 kg/h, 208V 3~, regulación integrada, cilindro practicable
| UE035XK001 | humiSteam X-plus 35 kg/h, 230Vac 3~, with regulation, disposable cylinder | humiSteam X-plus 35 kg/h, 230V 3~, regolazione integrata, cilindro non apribile | humiSteam X-plus 35 kg/h, 230Vac 3~, with regulation, disposable cylinder | humiSteam X-plus 35 kg/h, 230Vac 3~, avec régulateur, cylindre non ouvrant | humiSteam X-plus 35 kg/h, 230Vac 3~, mit Feuchte-Regelung, Einweg-Dampfzylinder | humiSteam X-plus 35 kg/h, 230V 3~, regulación integrada, cilindro no practicable
| UE035XKC01 | humiSteam X-plus 35 kg/h, 230Vac 3~, with regulation, cleanable cylinder | humiSteam X-plus 35 kg/h, 230V 3~, regolazione integrata, cilindro apribile | humiSteam X-plus 35 kg/h, 230Vac 3~, with regulation, cleanable cylinder | humiSteam X-plus 35 kg/h, 230Vac 3~, avec régulateur, cylindre ouvrant | humiSteam X-plus 35 kg/h, 230Vac 3~, mit Feuchte-Regelung, Reinigungsfähig-Dampfzylinder | humiSteam X-plus 35 kg/h, 230V 3~, regulación integrada, cilindro practicable
| UE035XL001 | humiSteam X-plus 35 kg/h, 400Vac 3~, with regulation, disposable cylinder | humiSteam X-plus 35 kg/h, 400V 3~, regolazione integrata, cilindro non apribile | humiSteam X-plus 35 kg/h, 400Vac 3~, with regulation, disposable cylinder | humiSteam X-plus 35 kg/h, 400Vac 3~, avec régulateur, cylindre non ouvrant | humiSteam X-plus 35 kg/h, 400Vac 3~, mit Feuchte-Regelung, Einweg-Dampfzylinder | humiSteam X-plus 35 kg/h, 400V 3~, regulación integrada, cilindro no practicable
| UE035XLC01 | humiSteam X-plus 35 kg/h, 400Vac 3~, with regulation, cleanable cylinder | humiSteam X-plus 35 kg/h, 400V 3~, regolazione integrata, cilindro apribile | humiSteam X-plus 35 kg/h, 400Vac 3~, with regulation, cleanable cylinder | humiSteam X-plus 35 kg/h, 400Vac 3~, avec régulateur, cylindre ouvrant | humiSteam X-plus 35 kg/h, 400Vac 3~, mit Feuchte-Regelung, Reinigungsfähig-Dampfzylinder | humiSteam X-plus 35 kg/h, 400V 3~, regulación integrada, cilindro practicable
| UE035XM001 | humiSteam X-plus 35 kg/h, 460Vac 3~, with regulation, disposable cylinder | humiSteam X-plus 35 kg/h, 460V 3~, regolazione integrata, cilindro non apribile | humiSteam X-plus 35 kg/h, 460Vac 3~, with regulation, disposable cylinder | humiSteam X-plus 35 kg/h, 460Vac 3~, avec régulateur, cylindre non ouvrant | humiSteam X-plus 35 kg/h, 460Vac 3~, mit Feuchte-Regelung, Einweg-Dampfzylinder | humiSteam X-plus 35 kg/h, 460V 3~, regulación integrada, cilindro no practicable
| UE035XMC01 | humiSteam X-plus 35 kg/h, 460Vac 3~, with regulation, cleanable cylinder | humiSteam X-plus 35 kg/h, 460V 3~, regolazione integrata, cilindro apribile | humiSteam X-plus 35 kg/h, 460Vac 3~, with regulation, cleanable cylinder | humiSteam X-plus 35 kg/h, 460Vac 3~, avec régulateur, cylindre ouvrant | humiSteam X-plus 35 kg/h, 460Vac 3~, mit Feuchte-Regelung, Reinigungsfähig-Dampfzylinder | humiSteam X-plus 35 kg/h, 460V 3~, regulación integrada, cilindro practicable
| UE035XN001 | humiSteam X-plus 35 kg/h, 575Vac 3~, with regulation, disposable cylinder | humiSteam X-plus 35 kg/h, 575V 3~, regolazione integrata, cilindro non apribile | humiSteam X-plus 35 kg/h, 575Vac 3~, with regulation, disposable cylinder | humiSteam X-plus 35 kg/h, 575Vac 3~, avec régulateur, cylindre non ouvrant | humiSteam X-plus 35 kg/h, 575Vac 3~, mit Feuchte-Regelung, Einweg-Dampfzylinder | humiSteam X-plus 35 kg/h, 575V 3~, regulación integrada, cilindro no practicable
| UE035XNC01 | humiSteam X-plus 35 kg/h, 575Vac 3~, with regulation, cleanable cylinder | humiSteam X-plus 35 kg/h, 575V 3~, regolazione integrata, cilindro apribile | humiSteam X-plus 35 kg/h, 575Vac 3~, with regulation, cleanable cylinder | humiSteam X-plus 35 kg/h, 575Vac 3~, avec régulateur, cylindre ouvrant | humiSteam X-plus 35 kg/h, 575Vac 3~, mit Feuchte-Regelung, Reinigungsfähig-Dampfzylinder | humiSteam X-plus 35 kg/h, 575V 3~, regulación integrada, cilindro practicable
| UE035XW001 | humiSteam X-plus 35 kg/h, 208Vac 3~, with regulation, disposable cylinder | humiSteam X-plus 35 kg/h, 208V 3~, regolazione integrata, cilindro non apribile | humiSteam X-plus 35 kg/h, 208Vac 3~, with regulation, disposable cylinder | humiSteam X-plus 35 kg/h, 208Vac 3~, avec régulateur, cylindre non ouvrant | humiSteam X-plus 35 kg/h, 208Vac 3~, mit Feuchte-Regelung, Einweg-Dampfzylinder | humiSteam X-plus 35 kg/h, 208V 3~, regulación integrada, cilindro no practicable
| UE035XWC01 | humiSteam X-plus 35 kg/h, 208Vac 3~, with regulation, cleanable cylinder | humiSteam X-plus 35 kg/h, 208V 3~, regolazione integrata, cilindro apribile | humiSteam X-plus 35 kg/h, 208Vac 3~, with regulation, cleanable cylinder | humiSteam X-plus 35 kg/h, 208Vac 3~, avec régulateur, cylindre ouvrant | humiSteam X-plus 35 kg/h, 208Vac 3~, mit Feuchte-Regelung, Reinigungsfähig-Dampfzylinder | humiSteam X-plus 35 kg/h, 208V 3~, regulación integrada, cilindro practicable
| UE045XK001 | humiSteam X-plus 45 kg/h, 230Vac 3~, with regulation, disposable cylinder | humiSteam X-plus 45 kg/h, 230V 3~, regolazione integrata, cilindro non apribile | humiSteam X-plus 45 kg/h, 230Vac 3~, with regulation, disposable cylinder | humiSteam X-plus 45 kg/h, 230Vac 3~, avec régulateur, cylindre non ouvrant | humiSteam X-plus 45 kg/h, 230Vac 3~, mit Feuchte-Regelung, Einweg-Dampfzylinder | humiSteam X-plus 45 kg/h, 230V 3~, regulación integrada, cilindro no practicable
| UE045XKC01 | humiSteam X-plus 45 kg/h, 230Vac 3~, with regulation, cleanable cylinder | humiSteam X-plus 45 kg/h, 230V 3~, regolazione integrata, cilindro apribile | humiSteam X-plus 45 kg/h, 230Vac 3~, with regulation, cleanable cylinder | humiSteam X-plus 45 kg/h, 230Vac 3~, avec régulateur, cylindre ouvrant | humiSteam X-plus 45 kg/h, 230Vac 3~, mit Feuchte-Regelung, Reinigungsfähig-Dampfzylinder | humiSteam X-plus 45 kg/h, 230V 3~, regulación integrada, cilindro practicable
| UE045XL001 | humiSteam X-plus 45 kg/h, 400Vac 3~, with regulation, disposable cylinder | humiSteam X-plus 45 kg/h, 400V 3~, regolazione integrata, cilindro non apribile | humiSteam X-plus 45 kg/h, 400Vac 3~, with regulation, disposable cylinder | humiSteam X-plus 45 kg/h, 400Vac 3~, avec régulateur, cylindre non ouvrant | humiSteam X-plus 45 kg/h, 400Vac 3~, mit Feuchte-Regelung, Einweg-Dampfzylinder | humiSteam X-plus 45 kg/h, 400V 3~, regulación integrada, cilindro no practicable
| UE045XLC01 | humiSteam X-plus 45 kg/h, 400Vac 3~, with regulation, cleanable cylinder | humiSteam X-plus 45 kg/h, 400V 3~, regolazione integrata, cilindro apribile | humiSteam X-plus 45 kg/h, 400Vac 3~, with regulation, cleanable cylinder | humiSteam X-plus 45 kg/h, 400Vac 3~, avec régulateur, cylindre ouvrant | humiSteam X-plus 45 kg/h, 400Vac 3~, mit Feuchte-Regelung, Reinigungsfähig-Dampfzylinder | humiSteam X-plus 45 kg/h, 400V 3~, regulación integrada, cilindro practicable
| UE045XM001 | humiSteam X-plus 45 kg/h, 460Vac 3~, with regulation, disposable cylinder | humiSteam X-plus 45 kg/h, 460V 3~, regolazione integrata, cilindro non apribile | humiSteam X-plus 45 kg/h, 460Vac 3~, with regulation, disposable cylinder | humiSteam X-plus 45 kg/h, 460Vac 3~, avec régulateur, cylindre non ouvrant | humiSteam X-plus 45 kg/h, 460Vac 3~, mit Feuchte-Regelung, Einweg-Dampfzylinder | humiSteam X-plus 45 kg/h, 460V 3~, regulación integrada, cilindro no practicable
| UE045XMC01 | humiSteam X-plus 45 kg/h, 460Vac 3~, with regulation, cleanable cylinder | humiSteam X-plus 45 kg/h, 460V 3~, regolazione integrata, cilindro apribile | humiSteam X-plus 45 kg/h, 460Vac 3~, with regulation, cleanable cylinder | humiSteam X-plus 45 kg/h, 460Vac 3~, avec régulateur, cylindre ouvrant | humiSteam X-plus 45 kg/h, 460Vac 3~, mit Feuchte-Regelung, Reinigungsfähig-Dampfzylinder | humiSteam X-plus 45 kg/h, 460V 3~, regulación integrada, cilindro practicable
| UE045XN001 | humiSteam X-plus 45 kg/h, 575Vac 3~, with regulation, disposable cylinder | humiSteam X-plus 45 kg/h, 575V 3~, regolazione integrata, cilindro non apribile | humiSteam X-plus 45 kg/h, 575Vac 3~, with regulation, disposable cylinder | humiSteam X-plus 45 kg/h, 575Vac 3~, avec régulateur, cylindre non ouvrant | humiSteam X-plus 45 kg/h, 575Vac 3~, mit Feuchte-Regelung, Einweg-Dampfzylinder | humiSteam X-plus 45 kg/h, 575V 3~, regulación integrada, cilindro no practicable
| UE045XNC01 | humiSteam X-plus 45 kg/h, 575Vac 3~, with regulation, cleanable cylinder | humiSteam X-plus 45 kg/h, 575V 3~, regolazione integrata, cilindro apribile | humiSteam X-plus 45 kg/h, 575Vac 3~, with regulation, cleanable cylinder | humiSteam X-plus 45 kg/h, 575Vac 3~, avec régulateur, cylindre ouvrant | humiSteam X-plus 45 kg/h, 575Vac 3~, mit Feuchte-Regelung, Reinigungsfähig-Dampfzylinder | humiSteam X-plus 45 kg/h, 575V 3~, regulación integrada, cilindro practicable
| UE045XW001 | humiSteam X-plus 45 kg/h, 208Vac 3~, with regulation, disposable cylinder | humiSteam X-plus 45 kg/h, 208V 3~, regolazione integrata, cilindro non apribile | humiSteam X-plus 45 kg/h, 208Vac 3~, with regulation, disposable cylinder | humiSteam X-plus 45 kg/h, 208Vac 3~, avec régulateur, cylindre non ouvrant | humiSteam X-plus 45 kg/h, 208Vac 3~, mit Feuchte-Regelung, Einweg-Dampfzylinder | humiSteam X-plus 45 kg/h, 208V 3~, regulación integrada, cilindro no practicable
| UE045XWC01 | humiSteam X-plus 45 kg/h, 208Vac 3~, with regulation, cleanable cylinder | humiSteam X-plus 45 kg/h, 208V 3~, regolazione integrata, cilindro apribile | humiSteam X-plus 45 kg/h, 208Vac 3~, with regulation, cleanable cylinder | humiSteam X-plus 45 kg/h, 208Vac 3~, avec régulateur, cylindre ouvrant | humiSteam X-plus 45 kg/h, 208Vac 3~, mit Feuchte-Regelung, Reinigungsfähig-Dampfzylinder | humiSteam X-plus 45 kg/h, 208V 3~, regulación integrada, cilindro practicable
| UE065XL001 | humiSteam X-plus 65 kg/h, 400Vac 3~, with regulation, disposable cylinder | humiSteam X-plus 65 kg/h, 400V 3~, regolazione integrata, cilindro non apribile | humiSteam X-plus 65 kg/h, 400Vac 3~, with regulation, disposable cylinder | humiSteam X-plus 65 kg/h, 400Vac 3~, avec régulateur, cylindre non ouvrant | humiSteam X-plus 65 kg/h, 400Vac 3~, mit Feuchte-Regelung, Einweg-Dampfzylinder | humiSteam X-plus 65 kg/h, 400V 3~, regulación integrada, cilindro no practicable
| UE065XLC01 | humiSteam X-plus 65 kg/h, 400Vac 3~, with regulation, cleanable cylinder | humiSteam X-plus 65 kg/h, 400V 3~, regolazione integrata, cilindro apribile | humiSteam X-plus 65 kg/h, 400Vac 3~, with regulation, cleanable cylinder | humiSteam X-plus 65 kg/h, 400Vac 3~, avec régulateur, cylindre ouvrant | humiSteam X-plus 65 kg/h, 400Vac 3~, mit Feuchte-Regelung, Reinigungsfähig-Dampfzylinder | humiSteam X-plus 65 kg/h, 400V 3~, regulación integrada, cilindro practicable
| UE065XM001 | humiSteam X-plus 65 kg/h, 460Vac 3~, with regulation, disposable cylinder | humiSteam X-plus 65 kg/h, 460V 3~, regolazione integrata, cilindro non apribile | humiSteam X-plus 65 kg/h, 460Vac 3~, with regulation, disposable cylinder | humiSteam X-plus 65 kg/h, 460Vac 3~, avec régulateur, cylindre non ouvrant | humiSteam X-plus 65 kg/h, 460Vac 3~, mit Feuchte-Regelung, Einweg-Dampfzylinder | humiSteam X-plus 65 kg/h, 460V 3~, regulación integrada, cilindro no practicable
| UE065XMC01 | humiSteam X-plus 65 kg/h, 460Vac 3~, with regulation, cleanable cylinder | humiSteam X-plus 65 kg/h, 460V 3~, regolazione integrata, cilindro apribile | humiSteam X-plus 65 kg/h, 460Vac 3~, with regulation, cleanable cylinder | humiSteam X-plus 65 kg/h, 460Vac 3~, avec régulateur, cylindre ouvrant | humiSteam X-plus 65 kg/h, 460Vac 3~, mit Feuchte-Regelung, Reinigungsfähig-Dampfzylinder | humiSteam X-plus 65 kg/h, 460V 3~, regulación integrada, cilindro practicable
| UE065XN001 | humiSteam X-plus 65 kg/h, 575Vac 3~, with regulation, disposable cylinder | humiSteam X-plus 65 kg/h, 575V 3~, regolazione integrata, cilindro non apribile | humiSteam X-plus 65 kg/h, 575Vac 3~, with regulation, disposable cylinder | humiSteam X-plus 65 kg/h, 575Vac 3~, avec régulateur, cylindre non ouvrant | humiSteam X-plus 65 kg/h, 575Vac 3~, mit Feuchte-Regelung, Einweg-Dampfzylinder | humiSteam X-plus 65 kg/h, 575V 3~, regulación integrada, cilindro no practicable
| UE065XNC01 | humiSteam X-plus 65 kg/h, 575Vac 3~, with regulation, cleanable cylinder | humiSteam X-plus 65 kg/h, 575V 3~, regolazione integrata, cilindro apribile | humiSteam X-plus 65 kg/h, 575Vac 3~, with regulation, cleanable cylinder | humiSteam X-plus 65 kg/h, 575Vac 3~, avec régulateur, cylindre ouvrant | humiSteam X-plus 65 kg/h, 575Vac 3~, mit Feuchte-Regelung, Reinigungsfähig-Dampfzylinder | humiSteam X-plus 65 kg/h, 575V 3~, regulación integrada, cilindro practicable
| UE090XL001 | humiSteam X-plus 90 kg/h, 400Vac 3~, with regulation, disposable cylinder | humiSteam X-plus 90 kg/h, 400V 3~, regolazione integrata, cilindro non apribile | humiSteam X-plus 90 kg/h, 400Vac 3~, with regulation, disposable cylinder | humiSteam X-plus 90 kg/h, 400Vac 3~, avec régulateur, cylindre non ouvrant | humiSteam X-plus 90 kg/h, 400Vac 3~, mit Feuchte-Regelung, Einweg-Dampfzylinder | humiSteam X-plus 90 kg/h, 400V 3~, regulación integrada, cilindro no practicable
| UE090XLC01 | humiSteam X-plus 90 kg/h, 400Vac 3~, with regulation, cleanable cylinder | humiSteam X-plus 90 kg/h, 400V 3~, regolazione integrata, cilindro apribile | humiSteam X-plus 90 kg/h, 400Vac 3~, with regulation, cleanable cylinder | humiSteam X-plus 90 kg/h, 400Vac 3~, avec régulateur, cylindre ouvrant | humiSteam X-plus 90 kg/h, 400Vac 3~, mit Feuchte-Regelung, Reinigungsfähig-Dampfzylinder | humiSteam X-plus 90 kg/h, 400V 3~, regulación integrada, cilindro practicable
| UE090XM001 | humiSteam X-plus 90 kg/h, 460Vac 3~, with regulation, disposable cylinder | humiSteam X-plus 90 kg/h, 460V 3~, regolazione integrata, cilindro non apribile | humiSteam X-plus 90 kg/h, 460Vac 3~, with regulation, disposable cylinder | humiSteam X-plus 90 kg/h, 460Vac 3~, avec régulateur, cylindre non ouvrant | humiSteam X-plus 90 kg/h, 460Vac 3~, mit Feuchte-Regelung, Einweg-Dampfzylinder | humiSteam X-plus 90 kg/h, 460V 3~, regulación integrada, cilindro no practicable
| UE090XMC01 | humiSteam X-plus 90 kg/h, 460Vac 3~, with regulation, cleanable cylinder | humiSteam X-plus 90 kg/h, 460V 3~, regolazione integrata, cilindro apribile | humiSteam X-plus 90 kg/h, 460Vac 3~, with regulation, cleanable cylinder | humiSteam X-plus 90 kg/h, 460Vac 3~, avec régulateur, cylindre ouvrant | humiSteam X-plus 90 kg/h, 460Vac 3~, mit Feuchte-Regelung, Reinigungsfähig-Dampfzylinder | humiSteam X-plus 90 kg/h, 460V 3~, regulación integrada, cilindro practicable
| UE090XN001 | humiSteam X-plus 90 kg/h, 575Vac 3~, with regulation, disposable cylinder | humiSteam X-plus 90 kg/h, 575V 3~, regolazione integrata, cilindro non apribile | humiSteam X-plus 90 kg/h, 575Vac 3~, with regulation, disposable cylinder | humiSteam X-plus 90 kg/h, 575Vac 3~, avec régulateur, cylindre non ouvrant | humiSteam X-plus 90 kg/h, 575Vac 3~, mit Feuchte-Regelung, Einweg-Dampfzylinder | humiSteam X-plus 90 kg/h, 575V 3~, regulación integrada, cilindro no practicable
| UE090XNC01 | humiSteam X-plus 90 kg/h, 575Vac 3~, with regulation, cleanable cylinder | humiSteam X-plus 90 kg/h, 575V 3~, regolazione integrata, cilindro apribile | humiSteam X-plus 90 kg/h, 575Vac 3~, with regulation, cleanable cylinder | humiSteam X-plus 90 kg/h, 575Vac 3~, avec régulateur, cylindre ouvrant | humiSteam X-plus 90 kg/h, 575Vac 3~, mit Feuchte-Regelung, Reinigungsfähig-Dampfzylinder | humiSteam X-plus 90 kg/h, 575V 3~, regulación integrada, cilindro practicable
| UE130XL001 | humiSteam X-plus 130 kg/h, 400Vac 3~, with regulation, disposable cylinder | humiSteam X-plus 130 kg/h, 400V 3~, regolazione integrata, cilindro non apribile | humiSteam X-plus 130 kg/h, 400Vac 3~, with regulation, disposable cylinder | humiSteam X-plus 130 kg/h, 400Vac 3~, avec régulateur, cylindre non ouvrant | humiSteam X-plus 130 kg/h, 400Vac 3~, mit Feuchte-Regelung, Einweg-Dampfzylinder | humiSteam X-plus 130 kg/h, 400V 3~, regulación integrada, cilindro no practicable
| UE130XLC01 | humiSteam X-plus 130 kg/h, 400Vac 3~, with regulation, cleanable cylinder | humiSteam X-plus 130 kg/h, 400V 3~, regolazione integrata, cilindro apribile | humiSteam X-plus 130 kg/h, 400Vac 3~, with regulation, cleanable cylinder | humiSteam X-plus 130 kg/h, 400Vac 3~, avec régulateur, cylindre ouvrant | humiSteam X-plus 130 kg/h, 400Vac 3~, mit Feuchte-Regelung, Reinigungsfähig-Dampfzylinder | humiSteam X-plus 130 kg/h, 400V 3~, regulación integrada, cilindro practicable
| UE130XM001 | humiSteam X-plus 130 kg/h, 460Vac 3~, with regulation, disposable cylinder | humiSteam X-plus 130 kg/h, 460V 3~, regolazione integrata, cilindro non apribile | humiSteam X-plus 130 kg/h, 460Vac 3~, with regulation, disposable cylinder | humiSteam X-plus 130 kg/h, 460Vac 3~, avec régulateur, cylindre non ouvrant | humiSteam X-plus 130 kg/h, 460Vac 3~, mit Feuchte-Regelung, Einweg-Dampfzylinder | humiSteam X-plus 130 kg/h, 460V 3~, regulación integrada, cilindro no practicable
| UE130XMC01 | humiSteam X-plus 130 kg/h, 460Vac 3~, with regulation, cleanable cylinder | humiSteam X-plus 130 kg/h, 460V 3~, regolazione integrata, cilindro apribile | humiSteam X-plus 130 kg/h, 460Vac 3~, with regulation, cleanable cylinder | humiSteam X-plus 130 kg/h, 460Vac 3~, avec régulateur, cylindre ouvrant | humiSteam X-plus 130 kg/h, 460Vac 3~, mit Feuchte-Regelung, Reinigungsfähig-Dampfzylinder | humiSteam X-plus 130 kg/h, 460V 3~, regulación integrada, cilindro practicable
| UE130XN001 | humiSteam X-plus 130 kg/h, 575Vac 3~, with regulation, disposable cylinder | humiSteam X-plus 130 kg/h, 575V 3~, regolazione integrata, cilindro non apribile | humiSteam X-plus 130 kg/h, 575Vac 3~, with regulation, disposable cylinder | humiSteam X-plus 130 kg/h, 575Vac 3~, avec régulateur, cylindre non ouvrant | humiSteam X-plus 130 kg/h, 575Vac 3~, mit Feuchte-Regelung, Einweg-Dampfzylinder | humiSteam X-plus 130 kg/h, 575V 3~, regulación integrada, cilindro no practicable
| UE130XNC01 | humiSteam X-plus 130 kg/h, 575Vac 3~, with regulation, cleanable cylinder | humiSteam X-plus 130 kg/h, 575V 3~, regolazione integrata, cilindro apribile | humiSteam X-plus 130 kg/h, 575Vac 3~, with regulation, cleanable cylinder | humiSteam X-plus 130 kg/h, 575Vac 3~, avec régulateur, cylindre ouvrant | humiSteam X-plus 130 kg/h, 575Vac 3~, mit Feuchte-Regelung, Reinigungsfähig-Dampfzylinder | humiSteam X-plus 130 kg/h, 575V 3~, regulación integrada, cilindro practicable
| UR002CD002 | heaterSteam 2 kg/h , 230Vac 1~, ON/OFF or proportional, basic version | heaterSteam 2 kg/h, 230V 1~,ON/OFF o proporzionale, versione base | heaterSteam 2 kg/h , 230Vac 1~, ON/OFF or proportional, basic version | heaterSteam 2 kg/h , 230Vac 1~, ON/OFF ou proportionnel, version de base | heaterSteam 2 kg/h , 230Vac 1~, EIN/AUS-Betrieb oder proportional Regelung, Grundversion | heaterSteam 2 kg/h, 230V 1~, todo/nada o proporcional, versión básica
| UR002CD102 | heaterSteam 2 kg/h , 230Vac 1~, ON/OFF or proportional, full optional version | heaterSteam 2 kg/h, 230V 1~, ON/OFF o proporzionale, versione full optional | heaterSteam 2 kg/h , 230Vac 1~, ON/OFF or proportional, full optional version | heaterSteam 2 kg/h , 230Vac 1~, ON/OFF ou proportionnel, version toutes options | heaterSteam 2 kg/h , 230Vac 1~, EIN/AUS-Betrieb oder proportional Regelung, Vollversion | heaterSteam 2 kg/h, 230V 1~, todo/nada o proporcional, versión con todas las opciones
| UR002CU002 | heaterSteam 2 kg/h , 208Vac 1~, ON/OFF or proportional, basic version | heaterSteam 2 kg/h, 208V 1~, ON/OFF o proporzionale, versione base | heaterSteam 2 kg/h , 208Vac 1~, ON/OFF or proportional, basic version | heaterSteam 2 kg/h , 208Vac 1~, ON/OFF ou proportionnel, version de base | heaterSteam 2 kg/h , 208Vac 1~, EIN/AUS-Betrieb oder proportional Regelung, Grundversion | heaterSteam 2 kg/h, 208V 1~, todo/nada o proporcional, versión básica
| UR002CU102 | heaterSteam 2 kg/h , 208Vac 1~, ON/OFF or proportional, full optional version | heaterSteam 2 kg/h, 208V 1~, ON/OFF o proporzionale, versione full optional | heaterSteam 2 kg/h , 208Vac 1~, ON/OFF or proportional, full optional version | heaterSteam 2 kg/h , 208Vac 1~, ON/OFF ou proportionnel, version toutes options | heaterSteam 2 kg/h , 208Vac 1~, EIN/AUS-Betrieb oder proportional Regelung, Vollversion | heaterSteam 2 kg/h, 208V 1~, todo/nada o proporcional, versión con todas las opciones
| UR002HD003 | heaterSteam process, 2 kg/h , 230Vac 1~, with regulation | heaterSteam process, 2 kg/h, 230V 1~, regolazione integrata | heaterSteam process, 2 kg/h , 230Vac 1~, with regulation | heaterSteam process, 2 kg/h , 230Vac 1~, avec régulateur | heaterSteam process, 2 kg/h , 230Vac 1~, mit Feuchte-Regelung | heaterSteam process, 2 kg/h, 230V 1~, regulación integrada
| UR002HD103 | heaterSteam 2 kg/h , 230Vac 1~, with regulation, Titanium version | heaterSteam 2 kg/h, 230V 1~, regolazione integrata, versione Titanium | heaterSteam 2 kg/h , 230Vac 1~, with regulation, Titanium version | heaterSteam 2 kg/h , 230Vac 1~, avec régulateur, version Titanium | heaterSteam 2 kg/h , 230Vac 1~, mit Feuchte-Regelung, Titanium | heaterSteam 2 kg/h, 230V 1~, regulación integrada, versión Titanium
| UR002HU002 | heaterSteam 2 kg/h , 208Vac 1~, with regulation, basic version | heaterSteam 2 kg/h, 208V 1~, regolazione integrata, versione base | heaterSteam 2 kg/h , 208Vac 1~, with regulation, basic version | heaterSteam 2 kg/h , 208Vac 1~, avec régulateur, version de base | heaterSteam 2 kg/h , 208Vac 1~, mit Feuchte-Regelung, Grundversion | heaterSteam 2 kg/h, 208V 1~, regulación integrada, versión básica
| UR002HU102 | heaterSteam 2 kg/h , 208Vac 1~, with regulation, full optional version | heaterSteam 2 kg/h, 208V 1~, regolazione integrata, versione full optional | heaterSteam 2 kg/h , 208Vac 1~, with regulation, full optional version | heaterSteam 2 kg/h , 208Vac 1~, avec régulateur, version toutes options | heaterSteam 2 kg/h , 208Vac 1~, mit Feuchte-Regelung, Vollversion | heaterSteam 2 kg/h, 208V 1~, regulación integrada, versión con todas las opciones
| UR004CD002 | heaterSteam 4 kg/h , 230Vac 1~, ON/OFF or proportional, basic version | heaterSteam 4 kg/h, 230V 1~, ON/OFF o proporzionale, versione base | heaterSteam 4 kg/h , 230Vac 1~, ON/OFF or proportional, basic version | heaterSteam 4 kg/h , 230Vac 1~, ON/OFF ou proportionnel, version de base | heaterSteam 4 kg/h , 230Vac 1~, EIN/AUS-Betrieb oder proportional Regelung, Grundversion | heaterSteam 4 kg/h, 230V 1~, todo/nada o proporcional, versión básica
| UR004CD102 | heaterSteam 4 kg/h , 230Vac 1~, ON/OFF or proportional, full optional version | heaterSteam 4 kg/h, 230V 1~, ON/OFF o proporzionale, versione full optional | heaterSteam 4 kg/h , 230Vac 1~, ON/OFF or proportional, full optional version | heaterSteam 4 kg/h , 230Vac 1~, ON/OFF ou proportionnel, version toutes options | heaterSteam 4 kg/h , 230Vac 1~, EIN/AUS-Betrieb oder proportional Regelung, Vollversion | heaterSteam 4 kg/h, 230V 1~, todo/nada o proporcional, versión con todas las opciones
| UR004CU002 | heaterSteam 4 kg/h , 208Vac 1~, ON/OFF or proportional, basic version | heaterSteam 4 kg/h, 208V 1~, ON/OFF o proporzionale, versione base | heaterSteam 4 kg/h , 208Vac 1~, ON/OFF or proportional, basic version | heaterSteam 4 kg/h , 208Vac 1~, ON/OFF ou proportionnel, version de base | heaterSteam 4 kg/h , 208Vac 1~, EIN/AUS-Betrieb oder proportional Regelung, Grundversion | heaterSteam 4 kg/h, 208V 1~, todo/nada o proporcional, versión básica
| UR004CU102 | heaterSteam 4 kg/h , 208Vac 1~, ON/OFF or proportional, full optional version | heaterSteam 4 kg/h, 208V 1~, ON/OFF o proporzionale, versione full optional | heaterSteam 4 kg/h , 208Vac 1~, ON/OFF or proportional, full optional version | heaterSteam 4 kg/h , 208Vac 1~, ON/OFF ou proportionnel, version toutes options | heaterSteam 4 kg/h , 208Vac 1~, EIN/AUS-Betrieb oder proportional Regelung, Vollversion | heaterSteam 4 kg/h, 208V 1~, todo/nada o proporcional, versión con todas las opciones
| UR004HD003 | heaterSteam process, 4 kg/h , 230Vac 1~, with regulation | heaterSteam process, 4 kg/h, 230V 1~, regolazione integrata | heaterSteam process, 4 kg/h , 230Vac 1~, with regulation | heaterSteam process, 4 kg/h , 230Vac 1~, avec régulateur | heaterSteam process, 4 kg/h , 230Vac 1~, mit Feuchte-Regelung | heaterSteam process, 4 kg/h, 230V 1~, regulación integrada
| UR004HD103 | heaterSteam 4 kg/h , 230Vac 1~, with regulation, Titanium version | heaterSteam 4 kg/h, 230V 1~, regolazione integrata, versione Titanium | heaterSteam 4 kg/h , 230Vac 1~, with regulation, Titanium version | heaterSteam 4 kg/h , 230Vac 1~, avec régulateur, version Titanium | heaterSteam 4 kg/h , 230Vac 1~, mit Feuchte-Regelung, Titanium | heaterSteam 4 kg/h, 230V 1~, regulación integrada, versión Titanium
| UR004HU002 | heaterSteam 4 kg/h , 208Vac 1~, with regulation, basic version | heaterSteam 4 kg/h, 208V 1~, regolazione integrata, versione base | heaterSteam 4 kg/h , 208Vac 1~, with regulation, basic version | heaterSteam 4 kg/h , 208Vac 1~, avec régulateur, version de base | heaterSteam 4 kg/h , 208Vac 1~, mit Feuchte-Regelung, Grundversion | heaterSteam 4 kg/h, 208V 1~, regulación integrada, versión básica
| UR004HU102 | heaterSteam 4 kg/h , 208Vac 1~, with regulation, full optional version | heaterSteam 4 kg/h, 208V 1~, regolazione integrata, versione full optional | heaterSteam 4 kg/h , 208Vac 1~, with regulation, full optional version | heaterSteam 4 kg/h , 208Vac 1~, avec régulateur, version toutes options | heaterSteam 4 kg/h , 208Vac 1~, mit Feuchte-Regelung, Vollversion | heaterSteam 4 kg/h, 208V 1~, regulación integrada, versión con todas las opciones
| UR006CD002 | heaterSteam 6 kg/h , 230Vac 1~, ON/OFF or proportional, basic version | heaterSteam 6 kg/h, 230V 1~, ON/OFF o proporzionale, versione base | heaterSteam 6 kg/h , 230Vac 1~, ON/OFF or proportional, basic version | heaterSteam 6 kg/h , 230Vac 1~, ON/OFF ou proportionnel, version de base | heaterSteam 6 kg/h , 230Vac 1~, EIN/AUS-Betrieb oder proportional Regelung, Grundversion | heaterSteam 6 kg/h, 230V 1~, todo/nada o proporcional, versión básica
| UR006CD102 | heaterSteam 6 kg/h , 230Vac 1~, ON/OFF or proportional, full optional version | heaterSteam 6 kg/h, 230V 1~, ON/OFF o proporzionale, versione full optional | heaterSteam 6 kg/h , 230Vac 1~, ON/OFF or proportional, full optional version | heaterSteam 6 kg/h , 230Vac 1~, ON/OFF ou proportionnel, version toutes options | heaterSteam 6 kg/h , 230Vac 1~, EIN/AUS-Betrieb oder proportional Regelung, Vollversion | heaterSteam 6 kg/h, 230V 1~, todo/nada o proporcional, versión con todas las opciones
| UR006CK002 | heaterSteam 6 kg/h , 230Vac 3~, ON/OFF or proportional, basic version | heaterSteam 6 kg/h, 230V 3~, ON/OFF o proporzionale, versione base | heaterSteam 6 kg/h , 230Vac 3~, ON/OFF or proportional, basic version | heaterSteam 6 kg/h , 230Vac 3~, ON/OFF ou proportionnel, version de base | heaterSteam 6 kg/h , 230Vac 3~, EIN/AUS-Betrieb oder proportional Regelung, Grundversion | heaterSteam 6 kg/h, 230V 3~, todo/nada o proporcional, versión básica
| UR006CK102 | heaterSteam 6 kg/h , 230Vac 3~, ON/OFF or proportional, full optional version | heaterSteam 6 kg/h, 230V 3~, ON/OFF o proporzionale, versione full optional | heaterSteam 6 kg/h , 230Vac 3~, ON/OFF or proportional, full optional version | heaterSteam 6 kg/h , 230Vac 3~, ON/OFF ou proportionnel, version toutes options | heaterSteam 6 kg/h , 230Vac 3~, EIN/AUS-Betrieb oder proportional Regelung, Vollversion | heaterSteam 6 kg/h, 230V 3~, todo/nada o proporcional, versión con todas las opciones
| UR006CL002 | heaterSteam 6 kg/h , 400Vac 3~, ON/OFF or proportional, basic version | heaterSteam 6 kg/h, 400V 3~, ON/OFF o proporzionale, versione base | heaterSteam 6 kg/h , 400Vac 3~, ON/OFF or proportional, basic version | heaterSteam 6 kg/h , 400Vac 3~, ON/OFF ou proportionnel, version de base | heaterSteam 6 kg/h , 400Vac 3~, EIN/AUS-Betrieb oder proportional Regelung, Grundversion | heaterSteam 6 kg/h, 400V 3~, todo/nada o proporcional, versión básica
| UR006CL102 | heaterSteam 6 kg/h , 400Vac 3~, ON/OFF or proportional, full optional version | heaterSteam 6 kg/h, 400V 3~, ON/OFF o proporzionale, versione full optional | heaterSteam 6 kg/h , 400Vac 3~, ON/OFF or proportional, full optional version | heaterSteam 6 kg/h , 400Vac 3~, ON/OFF ou proportionnel, version toutes options | heaterSteam 6 kg/h , 400Vac 3~, EIN/AUS-Betrieb oder proportional Regelung, Vollversion | heaterSteam 6 kg/h, 400V 3~, todo/nada o proporcional, versión con todas las opciones
| UR006CM002 | heaterSteam 6 kg/h , 460Vac 3~, ON/OFF or proportional, basic version | heaterSteam 6 kg/h, 460V 3~, ON/OFF o proporzionale, versione base | heaterSteam 6 kg/h , 460Vac 3~, ON/OFF or proportional, basic version | heaterSteam 6 kg/h , 460Vac 3~, ON/OFF ou proportionnel, version de base | heaterSteam 6 kg/h , 460Vac 3~, EIN/AUS-Betrieb oder proportional Regelung, Grundversion | heaterSteam 6 kg/h, 460V 3~, todo/nada o proporcional, versión básica
| UR006CM102 | heaterSteam 6 kg/h , 460Vac 3~, ON/OFF or proportional, full optional version | heaterSteam 6 kg/h, 460V 3~, ON/OFF o proporzionale, versione full optional | heaterSteam 6 kg/h , 460Vac 3~, ON/OFF or proportional, full optional version | heaterSteam 6 kg/h , 460Vac 3~, ON/OFF ou proportionnel, version toutes options | heaterSteam 6 kg/h , 460Vac 3~, EIN/AUS-Betrieb oder proportional Regelung, Vollversion | heaterSteam 6 kg/h, 460V 3~, todo/nada o proporcional, versión con todas las opciones
| UR006CN002 | heaterSteam 6 kg/h , 575Vac 3~, ON/OFF or proportional, basic version | heaterSteam 6 kg/h, 575V 3~, ON/OFF o proporzionale, versione base | heaterSteam 6 kg/h , 575Vac 3~, ON/OFF or proportional, basic version | heaterSteam 6 kg/h , 575Vac 3~, ON/OFF ou proportionnel, version de base | heaterSteam 6 kg/h , 575Vac 3~, EIN/AUS-Betrieb oder proportional Regelung, Grundversion | heaterSteam 6 kg/h, 575V 3~, todo/nada o proporcional, versión básica
| UR006CN102 | heaterSteam 6 kg/h , 575Vac 3~, ON/OFF or proportional, full optional version | heaterSteam 6 kg/h, 575V 3~, ON/OFF o proporzionale, versione full optional | heaterSteam 6 kg/h , 575Vac 3~, ON/OFF or proportional, full optional version | heaterSteam 6 kg/h , 575Vac 3~, ON/OFF ou proportionnel, version toutes options | heaterSteam 6 kg/h , 575Vac 3~, EIN/AUS-Betrieb oder proportional Regelung, Vollversion | heaterSteam 6 kg/h, 575V 3~, todo/nada o proporcional, versión con todas las opciones
| UR006CU002 | heaterSteam 6 kg/h , 208Vac 1~, ON/OFF or proportional, basic version | heaterSteam 6 kg/h, 208V 1~, ON/OFF o proporzionale, versione base | heaterSteam 6 kg/h , 208Vac 1~, ON/OFF or proportional, basic version | heaterSteam 6 kg/h , 208Vac 1~, ON/OFF ou proportionnel, version de base | heaterSteam 6 kg/h , 208Vac 1~, EIN/AUS-Betrieb oder proportional Regelung, Grundversion | heaterSteam 6 kg/h, 208V 1~, todo/nada o proporcional, versión básica
| UR006CU102 | heaterSteam 6 kg/h , 208Vac 1~, ON/OFF or proportional, full optional version | heaterSteam 6 kg/h, 208V 1~, ON/OFF o proporzionale, versione full optional | heaterSteam 6 kg/h , 208Vac 1~, ON/OFF or proportional, full optional version | heaterSteam 6 kg/h , 208Vac 1~, ON/OFF ou proportionnel, version toutes options | heaterSteam 6 kg/h , 208Vac 1~, EIN/AUS-Betrieb oder proportional Regelung, Vollversion | heaterSteam 6 kg/h, 208V 1~, todo/nada o proporcional, versión con todas las opciones
| UR006CW002 | heaterSteam 6 kg/h , 208Vac 3~, ON/OFF or proportional, basic version | heaterSteam 6 kg/h, 208V 3~, ON/OFF o proporzionale, versione base | heaterSteam 6 kg/h , 208Vac 3~, ON/OFF or proportional, basic version | heaterSteam 6 kg/h , 208Vac 3~, ON/OFF ou proportionnel, version de base | heaterSteam 6 kg/h , 208Vac 3~, EIN/AUS-Betrieb oder proportional Regelung, Grundversion | heaterSteam 6 kg/h, 208V 3~, todo/nada o proporcional, versión básica
| UR006CW102 | heaterSteam 6 kg/h , 208Vac 3~, ON/OFF or proportional, full optional version | heaterSteam 6 kg/h, 208V 3~, ON/OFF o proporzionale, versione full optional | heaterSteam 6 kg/h , 208Vac 3~, ON/OFF or proportional, full optional version | heaterSteam 6 kg/h , 208Vac 3~, ON/OFF ou proportionnel, version toutes options | heaterSteam 6 kg/h , 208Vac 3~, EIN/AUS-Betrieb oder proportional Regelung, Vollversion | heaterSteam 6 kg/h, 208V 3~, todo/nada o proporcional, versión con todas las opciones
| UR006HD003 | heaterSteam process, 6 kg/h , 230Vac 1~, with regulationn | heaterSteam process, 6 kg/h, 230V 1~, regolazione integrata | heaterSteam process, 6 kg/h , 230Vac 1~, with regulationn | heaterSteam process, 6 kg/h , 230Vac 1~, avec régulateur | heaterSteam process, 6 kg/h , 230Vac 1~, mit Feuchte-Regelung | heaterSteam process, 6 kg/h, 230V 1~, regulación integrada
| UR006HD103 | heaterSteam 6 kg/h , 230Vac 1~, with regulation, Titanium version | heaterSteam 6 kg/h, 230V 1~, regolazione integrata, versione Titanium | heaterSteam 6 kg/h , 230Vac 1~, with regulation, Titanium version | heaterSteam 6 kg/h , 230Vac 1~, avec régulateur, version Titanium | heaterSteam 6 kg/h , 230Vac 1~, mit Feuchte-Regelung, Titanium | heaterSteam 6 kg/h, 230V 1~, regulación integrada, versión Titanium
| UR006HK003 | heaterSteam process, 6 kg/h , 230Vac 3~, with regulation | heaterSteam process, 6 kg/h, 230V 3~, regolazione integrata | heaterSteam process, 6 kg/h , 230Vac 3~, with regulation | heaterSteam process, 6 kg/h , 230Vac 3~, avec régulateur | heaterSteam process, 6 kg/h , 230Vac 3~, mit Feuchte-Regelung | heaterSteam process, 6 kg/h, 230V 3~, regulación integrada
| UR006HK103 | heaterSteam 6 kg/h , 230Vac 3~, with regulation, Titanium version | heaterSteam 6 kg/h, 230V 3~, regolazione integrata, versione Titanium | heaterSteam 6 kg/h , 230Vac 3~, with regulation, Titanium version | heaterSteam 6 kg/h , 230Vac 3~, avec régulateur, version Titanium | heaterSteam 6 kg/h , 230Vac 3~, mit Feuchte-Regelung, Titanium | heaterSteam 6 kg/h, 230V 3~, regulación integrada, versión Titanium
| UR006HL003 | heaterSteam process, 6 kg/h , 400Vac 3~, with regulation | heaterSteam process, 6 kg/h, 400V 3~, regolazione integrata | heaterSteam process, 6 kg/h , 400Vac 3~, with regulation | heaterSteam process, 6 kg/h , 400Vac 3~, avec régulateur | heaterSteam process, 6 kg/h , 400Vac 3~, mit Feuchte-Regelung | heaterSteam process, 6 kg/h, 400V 3~, regulación integrada
| UR006HL103 | heaterSteam 6 kg/h , 400Vac 3~, with regulation, Titanium version | heaterSteam 6 kg/h, 400V 3~, regolazione integrata, versione Titanium | heaterSteam 6 kg/h , 400Vac 3~, with regulation, Titanium version | heaterSteam 6 kg/h , 400Vac 3~, avec régulateur, version Titanium | heaterSteam 6 kg/h , 400Vac 3~, mit Feuchte-Regelung, Titanium | heaterSteam 6 kg/h, 400V 3~, regulación integrada, versión Titanium
| UR006HM003 | heaterSteam process, 6 kg/h , 460Vac 3~, with regulation | heaterSteam process, 6 kg/h, 460V 3~, regolazione integrata | heaterSteam process, 6 kg/h , 460Vac 3~, with regulation | heaterSteam process, 6 kg/h , 460Vac 3~, avec régulateur | heaterSteam process, 6 kg/h , 460Vac 3~, mit Feuchte-Regelung | heaterSteam process, 6 kg/h, 460V 3~, regulación integrada
| UR006HM103 | heaterSteam 6 kg/h , 460Vac 3~, with regulation, Titanium version | heaterSteam 6 kg/h, 460V 3~, regolazione integrata, versione Titanium | heaterSteam 6 kg/h , 460Vac 3~, with regulation, Titanium version | heaterSteam 6 kg/h , 460Vac 3~, avec régulateur, version Titanium | heaterSteam 6 kg/h , 460Vac 3~, mit Feuchte-Regelung, Titanium | heaterSteam 6 kg/h, 460V 3~, regulación integrada, versión Titanium
| UR006HN002 | heaterSteam 6 kg/h , 575Vac 3~, with regulation, basic version | heaterSteam 6 kg/h, 575V 3~, regolazione integrata, versione base | heaterSteam 6 kg/h , 575Vac 3~, with regulation, basic version | heaterSteam 6 kg/h , 575Vac 3~, avec régulateur, version de base | heaterSteam 6 kg/h , 575Vac 3~, mit Feuchte-Regelung, Grundversion | heaterSteam 6 kg/h, 575V 3~, regulación integrada, versión básica
| UR006HN102 | heaterSteam 6 kg/h , 575Vac 3~, with regulation, full optional version | heaterSteam 6 kg/h, 575V 3~, regolazione integrata, versione full optional | heaterSteam 6 kg/h , 575Vac 3~, with regulation, full optional version | heaterSteam 6 kg/h , 575Vac 3~, avec régulateur, version toutes options | heaterSteam 6 kg/h , 575Vac 3~, mit Feuchte-Regelung, Vollversion | heaterSteam 6 kg/h, 575V 3~, regulación integrada, versión con todas las opciones
| UR006HU002 | heaterSteam 6 kg/h , 208Vac 1~, with regulation, basic version | heaterSteam 6 kg/h, 208V 1~, regolazione integrata, versione base | heaterSteam 6 kg/h , 208Vac 1~, with regulation, basic version | heaterSteam 6 kg/h , 208Vac 1~, avec régulateur, version de base | heaterSteam 6 kg/h , 208Vac 1~, mit Feuchte-Regelung, Grundversion | heaterSteam 6 kg/h, 208V 1~, regulación integrada, versión básica
| UR006HU102 | heaterSteam 6 kg/h , 208Vac 1~, with regulation, full optional version | heaterSteam 6 kg/h, 208V 1~, regolazione integrata, versione full optional | heaterSteam 6 kg/h , 208Vac 1~, with regulation, full optional version | heaterSteam 6 kg/h , 208Vac 1~, avec régulateur, version toutes options | heaterSteam 6 kg/h , 208Vac 1~, mit Feuchte-Regelung, Vollversion | heaterSteam 6 kg/h, 208V 1~, regulación integrada, versión con todas las opciones
| UR006HW002 | heaterSteam 6 kg/h , 208Vac 3~, with regulation, basic version | heaterSteam 6 kg/h, 208V 3~, regolazione integrata, versione base | heaterSteam 6 kg/h , 208Vac 3~, with regulation, basic version | heaterSteam 6 kg/h , 208Vac 3~, avec régulateur, version de base | heaterSteam 6 kg/h , 208Vac 3~, mit Feuchte-Regelung, Grundversion | heaterSteam 6 kg/h, 208V 3~, regulación integrada, versión básica
| UR006HW102 | heaterSteam 6 kg/h , 208Vac 3~, with regulation, full optional version | heaterSteam 6 kg/h, 208V 3~, regolazione integrata, versione full optional | heaterSteam 6 kg/h , 208Vac 3~, with regulation, full optional version | heaterSteam 6 kg/h , 208Vac 3~, avec régulateur, version toutes options | heaterSteam 6 kg/h , 208Vac 3~, mit Feuchte-Regelung, Vollversion | heaterSteam 6 kg/h, 208V 3~, regulación integrada, versión con todas las opciones
| UR010CK002 | heaterSteam 10 kg/h , 230Vac 3~, ON/OFF or proportional, basic version | heaterSteam 10 kg/h, 230V 3~, ON/OFF o proporzionale, versione base | heaterSteam 10 kg/h , 230Vac 3~, ON/OFF or proportional, basic version | heaterSteam 10 kg/h , 230Vac 3~, ON/OFF ou proportionnel, version de base | heaterSteam 10 kg/h , 230Vac 3~, EIN/AUS-Betrieb oder proportional Regelung, Grundversion | heaterSteam 10 kg/h, 230V 3~, todo/nada o proporcional, versión básica
| UR010CK102 | heaterSteam 10 kg/h , 230Vac 3~, ON/OFF or proportional, full optional version | heaterSteam 10 kg/h, 230V 3~, ON/OFF o proporzionale, versione full optional | heaterSteam 10 kg/h , 230Vac 3~, ON/OFF or proportional, full optional version | heaterSteam 10 kg/h , 230Vac 3~, ON/OFF ou proportionnel, version toutes options | heaterSteam 10 kg/h , 230Vac 3~, EIN/AUS-Betrieb oder proportional Regelung, Vollversion | heaterSteam 10 kg/h, 230V 3~, todo/nada o proporcional, versión con todas las opciones
| UR010CL002 | heaterSteam 10 kg/h , 400Vac 3~, ON/OFF or proportional, basic version | heaterSteam 10 kg/h, 400V 3~, ON/OFF o proporzionale, versione base | heaterSteam 10 kg/h , 400Vac 3~, ON/OFF or proportional, basic version | heaterSteam 10 kg/h , 400Vac 3~, ON/OFF ou proportionnel, version de base | heaterSteam 10 kg/h , 400Vac 3~, EIN/AUS-Betrieb oder proportional Regelung, Grundversion | heaterSteam 10 kg/h, 400V 3~, todo/nada o proporcional, versión básica
| UR010CL102 | heaterSteam 10 kg/h , 400Vac 3~, ON/OFF or proportional, full optional version | heaterSteam 10 kg/h, 400V 3~, ON/OFF o proporzionale, versione full optional | heaterSteam 10 kg/h , 400Vac 3~, ON/OFF or proportional, full optional version | heaterSteam 10 kg/h , 400Vac 3~, ON/OFF ou proportionnel, version toutes options | heaterSteam 10 kg/h , 400Vac 3~, EIN/AUS-Betrieb oder proportional Regelung, Vollversion | heaterSteam 10 kg/h, 400V 3~, todo/nada o proporcional, versión con todas las opciones
| UR010CM002 | heaterSteam 10 kg/h , 460Vac 3~, ON/OFF or proportional, basic version | heaterSteam 10 kg/h, 460V 3~, ON/OFF o proporzionale, versione base | heaterSteam 10 kg/h , 460Vac 3~, ON/OFF or proportional, basic version | heaterSteam 10 kg/h , 460Vac 3~, ON/OFF ou proportionnel, version de base | heaterSteam 10 kg/h , 460Vac 3~, EIN/AUS-Betrieb oder proportional Regelung, Grundversion | heaterSteam 10 kg/h, 460V 3~, todo/nada o proporcional, versión básica
| UR010CM102 | heaterSteam 10 kg/h , 460Vac 3~, ON/OFF or proportional, full optional version | heaterSteam 10 kg/h, 460V 3~, ON/OFF o proporzionale, versione full optional | heaterSteam 10 kg/h , 460Vac 3~, ON/OFF or proportional, full optional version | heaterSteam 10 kg/h , 460Vac 3~, ON/OFF ou proportionnel, version toutes options | heaterSteam 10 kg/h , 460Vac 3~, EIN/AUS-Betrieb oder proportional Regelung, Vollversion | heaterSteam 10 kg/h, 460V 3~, todo/nada o proporcional, versión con todas las opciones
| UR010CN002 | heaterSteam 10 kg/h , 575Vac 3~, ON/OFF or proportional, basic version | heaterSteam 10 kg/h, 575V 3~, ON/OFF o proporzionale, versione base | heaterSteam 10 kg/h , 575Vac 3~, ON/OFF or proportional, basic version | heaterSteam 10 kg/h , 575Vac 3~, ON/OFF ou proportionnel, version de base | heaterSteam 10 kg/h , 575Vac 3~, EIN/AUS-Betrieb oder proportional Regelung, Grundversion | heaterSteam 10 kg/h, 575V 3~, todo/nada o proporcional, versión básica
| UR010CN102 | heaterSteam 10 kg/h , 575Vac 3~, ON/OFF or proportional, full optional version | heaterSteam 10 kg/h, 575V 3~, ON/OFF o proporzionale, versione full optional | heaterSteam 10 kg/h , 575Vac 3~, ON/OFF or proportional, full optional version | heaterSteam 10 kg/h , 575Vac 3~, ON/OFF ou proportionnel, version toutes options | heaterSteam 10 kg/h , 575Vac 3~, EIN/AUS-Betrieb oder proportional Regelung, Vollversion | heaterSteam 10 kg/h, 575V 3~, todo/nada o proporcional, versión con todas las opciones
| UR010CW002 | heaterSteam 10 kg/h , 208Vac 3~, ON/OFF or proportional, basic version | heaterSteam 10 kg/h, 208V 3~, ON/OFF o proporzionale, versione base | heaterSteam 10 kg/h , 208Vac 3~, ON/OFF or proportional, basic version | heaterSteam 10 kg/h , 208Vac 3~, ON/OFF ou proportionnel, version de base | heaterSteam 10 kg/h , 208Vac 3~, EIN/AUS-Betrieb oder proportional Regelung, Grundversion | heaterSteam 10 kg/h, 208V 3~, todo/nada o proporcional, versión básica
| UR010CW102 | heaterSteam 10 kg/h , 208Vac 3~, ON/OFF or proportional, full optional version | heaterSteam 10 kg/h, 208V 3~, ON/OFF o proporzionale, versione full optional | heaterSteam 10 kg/h , 208Vac 3~, ON/OFF or proportional, full optional version | heaterSteam 10 kg/h , 208Vac 3~, ON/OFF ou proportionnel, version toutes options | heaterSteam 10 kg/h , 208Vac 3~, EIN/AUS-Betrieb oder proportional Regelung, Vollversion | heaterSteam 10 kg/h, 208V 3~, todo/nada o proporcional, versión con todas las opciones
| UR010HK003 | heaterSteam process, 10 kg/h , 230Vac 3~, with regulation | heaterSteam process, 10 kg/h, 230V 3~, regolazione integrata | heaterSteam process, 10 kg/h , 230Vac 3~, with regulation | heaterSteam process, 10 kg/h , 230Vac 3~, avec régulateur | heaterSteam process, 10 kg/h , 230Vac 3~, mit Feuchte-Regelung | heaterSteam process, 10 kg/h, 230V 3~, regulación integrada
| UR010HK103 | heaterSteam 10 kg/h , 230Vac 3~, with regulation, Titanium version | heaterSteam 10 kg/h, 230V 3~, regolazione integrata, versione Titanium | heaterSteam 10 kg/h , 230Vac 3~, with regulation, Titanium version | heaterSteam 10 kg/h , 230Vac 3~, avec régulateur, version Titanium | heaterSteam 10 kg/h , 230Vac 3~, mit Feuchte-Regelung, Titanium | heaterSteam 10 kg/h, 230V 3~, regulación integrada, versión Titanium
| UR010HL003 | heaterSteam process, 10 kg/h , 400Vac 3~, with regulation | heaterSteam process, 10 kg/h, 400V 3~, regolazione integrata | heaterSteam process, 10 kg/h , 400Vac 3~, with regulation | heaterSteam process, 10 kg/h , 400Vac 3~, avec régulateur | heaterSteam process, 10 kg/h , 400Vac 3~, mit Feuchte-Regelung | heaterSteam process, 10 kg/h, 400V 3~, regulación integrada
| UR010HL103 | heaterSteam 10 kg/h , 400Vac 3~, with regulation, Titanium version | heaterSteam 10 kg/h, 400V 3~, regolazione integrata, versione Titanium | heaterSteam 10 kg/h , 400Vac 3~, with regulation, Titanium version | heaterSteam 10 kg/h , 400Vac 3~, avec régulateur, version Titanium | heaterSteam 10 kg/h , 400Vac 3~, mit Feuchte-Regelung, Titanium | heaterSteam 10 kg/h, 400V 3~, regulación integrada, versión Titanium
| UR010HM003 | heaterSteam process, 10 kg/h , 460Vac 3~, with regulation | heaterSteam process, 10 kg/h, 460V 3~, regolazione integrata | heaterSteam process, 10 kg/h , 460Vac 3~, with regulation | heaterSteam process, 10 kg/h , 460Vac 3~, avec régulateur | heaterSteam process, 10 kg/h , 460Vac 3~, mit Feuchte-Regelung | heaterSteam process, 10 kg/h, 460V 3~, regulación integrada
| UR010HM103 | heaterSteam 10 kg/h , 460Vac 3~, with regulation, Titanium version | heaterSteam 10 kg/h, 460V 3~, regolazione integrata, versione Titanium | heaterSteam 10 kg/h , 460Vac 3~, with regulation, Titanium version | heaterSteam 10 kg/h , 460Vac 3~, avec régulateur, version Titanium | heaterSteam 10 kg/h , 460Vac 3~, mit Feuchte-Regelung, Titanium | heaterSteam 10 kg/h, 460V 3~, regulación integrada, versión Titanium
| UR010HN002 | heaterSteam 10 kg/h , 575Vac 3~, with regulation, basic version | heaterSteam 10 kg/h, 575V 3~, regolazione integrata, versione base | heaterSteam 10 kg/h , 575Vac 3~, with regulation, basic version | heaterSteam 10 kg/h , 575Vac 3~, avec régulateur, version de base | heaterSteam 10 kg/h , 575Vac 3~, mit Feuchte-Regelung, Grundversion | heaterSteam 10 kg/h, 575V 3~, regulación integrada, versión básica
| UR010HN102 | heaterSteam 10 kg/h , 575Vac 3~, with regulation, full optional version | heaterSteam 10 kg/h, 575V 3~, regolazione integrata, versione full optional | heaterSteam 10 kg/h , 575Vac 3~, with regulation, full optional version | heaterSteam 10 kg/h , 575Vac 3~, avec régulateur, version toutes options | heaterSteam 10 kg/h , 575Vac 3~, mit Feuchte-Regelung, Vollversion | heaterSteam 10 kg/h, 575V 3~, regulación integrada, versión con todas las opciones
| UR010HW002 | heaterSteam 10 kg/h , 208Vac 3~, with regulation, basic version | heaterSteam 10 kg/h, 208V 3~, regolazione integrata, versione base | heaterSteam 10 kg/h , 208Vac 3~, with regulation, basic version | heaterSteam 10 kg/h , 208Vac 3~, avec régulateur, version de base | heaterSteam 10 kg/h , 208Vac 3~, mit Feuchte-Regelung, Grundversion | heaterSteam 10 kg/h, 208V 3~, regulación integrada, versión básica
| UR010HW102 | heaterSteam 10 kg/h , 208Vac 3~, with regulation, full optional version | heaterSteam 10 kg/h, 208V 3~, regolazione integrata, versione full optional | heaterSteam 10 kg/h , 208Vac 3~, with regulation, full optional version | heaterSteam 10 kg/h , 208Vac 3~, avec régulateur, version toutes options | heaterSteam 10 kg/h , 208Vac 3~, mit Feuchte-Regelung, Vollversion | heaterSteam 10 kg/h, 208V 3~, regulación integrada, versión con todas las opciones
| UR013HW002 | heaterSteam 13 kg/h , 208Vac 3~, with regulation, basic version | heaterSteam 13 kg/h, 208V 3~, regolazione integrata, versione base | heaterSteam 13 kg/h , 208Vac 3~, with regulation, basic version | heaterSteam 13 kg/h , 208Vac 3~, avec régulateur, version de base | heaterSteam 13 kg/h , 208Vac 3~, mit Feuchte-Regelung, Grundversion | heaterSteam 13 kg/h, 208V 3~, regulación integrada, versión básica
| UR013HW102 | heaterSteam 13 kg/h , 208Vac 3~, with regulation, full optional version | heaterSteam 13 kg/h, 208V 3~, regolazione integrata, versione full optional | heaterSteam 13 kg/h , 208Vac 3~, with regulation, full optional version | heaterSteam 13 kg/h , 208Vac 3~, avec régulateur, version toutes options | heaterSteam 13 kg/h , 208Vac 3~, mit Feuchte-Regelung, Vollversion | heaterSteam 13 kg/h, 208V 3~, regulación integrada, versión con todas las opciones
| UR013HK003 | heaterSteam process, 13 kg/h , 230Vac 3~, with regulation | heaterSteam process, 13 kg/h, 230V 3~, regolazione integrata | heaterSteam process, 13 kg/h , 230Vac 3~, with regulation | heaterSteam process, 13 kg/h , 230Vac 3~, avec régulateur | heaterSteam process, 13 kg/h , 230Vac 3~, mit Feuchte-Regelung | heaterSteam process, 13 kg/h, 230V 3~, regulación integrada
| UR013HK103 | heaterSteam 13 kg/h , 230Vac 3~, with regulation, Titanium version | heaterSteam 13 kg/h, 230V 3~, regolazione integrata, versione Titanium | heaterSteam 13 kg/h , 230Vac 3~, with regulation, Titanium version | heaterSteam 13 kg/h , 230Vac 3~, avec régulateur, version Titanium | heaterSteam 13 kg/h , 230Vac 3~, mit Feuchte-Regelung, Titanium | heaterSteam 13 kg/h, 230V 3~, regulación integrada, versión Titanium
| UR013HL003 | heaterSteam process, 13 kg/h , 400Vac 3~, with regulation | heaterSteam process, 13 kg/h, 400V 3~, regolazione integrata | heaterSteam process, 13 kg/h , 400Vac 3~, with regulation | heaterSteam process, 13 kg/h , 400Vac 3~, avec régulateur | heaterSteam process, 13 kg/h , 400Vac 3~, mit Feuchte-Regelung | heaterSteam process, 13 kg/h, 400V 3~, regulación integrada
| UR013HL103 | heaterSteam 13 kg/h , 400Vac 3~, with regulation, Titanium version | heaterSteam 13 kg/h, 400V 3~, regolazione integrata, versione Titanium | heaterSteam 13 kg/h , 400Vac 3~, with regulation, Titanium version | heaterSteam 13 kg/h , 400Vac 3~, avec régulateur, version Titanium | heaterSteam 13 kg/h , 400Vac 3~, mit Feuchte-Regelung, Titanium | heaterSteam 13 kg/h, 400V 3~, regulación integrada, versión Titanium
| UR013HM003 | heaterSteam process, 13 kg/h , 460Vac 3~, with regulation | heaterSteam process, 13 kg/h, 460V 3~, regolazione integrata | heaterSteam process, 13 kg/h , 460Vac 3~, with regulation | heaterSteam process, 13 kg/h , 460Vac 3~, avec régulateur | heaterSteam process, 13 kg/h , 460Vac 3~, mit Feuchte-Regelung | heaterSteam process, 13 kg/h, 460V 3~, regulación integrada
| UR013HM103 | heaterSteam 13 kg/h , 460Vac 3~, with regulation, Titanium version | heaterSteam 13 kg/h, 460V 3~, regolazione integrata, versione Titanium | heaterSteam 13 kg/h , 460Vac 3~, with regulation, Titanium version | heaterSteam 13 kg/h , 460Vac 3~, avec régulateur, version Titanium | heaterSteam 13 kg/h , 460Vac 3~, mit Feuchte-Regelung, Titanium | heaterSteam 13 kg/h, 460V 3~, regulación integrada, versión Titanium
| UR013HN002 | heaterSteam 13 kg/h , 575Vac 3~, with regulation, basic version | heaterSteam 13 kg/h, 575V 3~, regolazione integrata, versione base | heaterSteam 13 kg/h , 575Vac 3~, with regulation, basic version | heaterSteam 13 kg/h , 575Vac 3~, avec régulateur, version de base | heaterSteam 13 kg/h , 575Vac 3~, mit Feuchte-Regelung, Grundversion | heaterSteam 13 kg/h, 575V 3~, regulación integrada, versión básica
| UR013HN102 | heaterSteam 13 kg/h , 575Vac 3~, with regulation, full optional version | heaterSteam 13 kg/h, 575V 3~, regolazione integrata, versione full optional | heaterSteam 13 kg/h , 575Vac 3~, with regulation, full optional version | heaterSteam 13 kg/h , 575Vac 3~, avec régulateur, version toutes options | heaterSteam 13 kg/h , 575Vac 3~, mit Feuchte-Regelung, Vollversion | heaterSteam 13 kg/h, 575V 3~, regulación integrada, versión con todas las opciones
| UR020CK002 | heaterSteam 20 kg/h , 230Vac 3~, ON/OFF or proportional, basic version | heaterSteam 20 kg/h, 230V 3~, ON/OFF o proporzionale, versione base | heaterSteam 20 kg/h , 230Vac 3~, ON/OFF or proportional, basic version | heaterSteam 20 kg/h , 230Vac 3~, ON/OFF ou proportionnel, version de base | heaterSteam 20 kg/h , 230Vac 3~, EIN/AUS-Betrieb oder proportional Regelung, Grundversion | heaterSteam 20 kg/h, 230V 3~, todo/nada o proporcional, versión básica
| UR020CK102 | heaterSteam 20 kg/h , 230Vac 3~, ON/OFF or proportional, full optional version | heaterSteam 20 kg/h, 230V 3~, ON/OFF o proporzionale, versione full optional | heaterSteam 20 kg/h , 230Vac 3~, ON/OFF or proportional, full optional version | heaterSteam 20 kg/h , 230Vac 3~, ON/OFF ou proportionnel, version toutes options | heaterSteam 20 kg/h , 230Vac 3~, EIN/AUS-Betrieb oder proportional Regelung, Vollversion | heaterSteam 20 kg/h, 230V 3~, todo/nada o proporcional, versión con todas las opciones
| UR020CL002 | heaterSteam 20 kg/h , 400Vac 3~, ON/OFF or proportional, basic version | heaterSteam 20 kg/h, 400V 3~, ON/OFF o proporzionale, versione base | heaterSteam 20 kg/h , 400Vac 3~, ON/OFF or proportional, basic version | heaterSteam 20 kg/h , 400Vac 3~, ON/OFF ou proportionnel, version de base | heaterSteam 20 kg/h , 400Vac 3~, EIN/AUS-Betrieb oder proportional Regelung, Grundversion | heaterSteam 20 kg/h, 400V 3~, todo/nada o proporcional, versión básica
| UR020CL102 | heaterSteam 20 kg/h , 400Vac 3~, ON/OFF or proportional, full optional version | heaterSteam 20 kg/h, 400V 3~, ON/OFF o proporzionale, versione full optional | heaterSteam 20 kg/h , 400Vac 3~, ON/OFF or proportional, full optional version | heaterSteam 20 kg/h , 400Vac 3~, ON/OFF ou proportionnel, version toutes options | heaterSteam 20 kg/h , 400Vac 3~, EIN/AUS-Betrieb oder proportional Regelung, Vollversion | heaterSteam 20 kg/h, 400V 3~, todo/nada o proporcional, versión con todas las opciones
| UR020CM002 | heaterSteam 20 kg/h , 460Vac 3~, ON/OFF or proportional, basic version | heaterSteam 20 kg/h, 460V 3~, ON/OFF o proporzionale, versione base | heaterSteam 20 kg/h , 460Vac 3~, ON/OFF or proportional, basic version | heaterSteam 20 kg/h , 460Vac 3~, ON/OFF ou proportionnel, version de base | heaterSteam 20 kg/h , 460Vac 3~, EIN/AUS-Betrieb oder proportional Regelung, Grundversion | heaterSteam 20 kg/h, 460V 3~, todo/nada o proporcional, versión básica
| UR020CM102 | heaterSteam 20 kg/h , 460Vac 3~, ON/OFF or proportional, full optional version | heaterSteam 20 kg/h, 460V 3~, ON/OFF o proporzionale, versione full optional | heaterSteam 20 kg/h , 460Vac 3~, ON/OFF or proportional, full optional version | heaterSteam 20 kg/h , 460Vac 3~, ON/OFF ou proportionnel, version toutes options | heaterSteam 20 kg/h , 460Vac 3~, EIN/AUS-Betrieb oder proportional Regelung, Vollversion | heaterSteam 20 kg/h, 460V 3~, todo/nada o proporcional, versión con todas las opciones
| UR020CN002 | heaterSteam 20 kg/h , 575Vac 3~, ON/OFF or proportional, basic version | heaterSteam 20 kg/h, 575V 3~, ON/OFF o proporzionale, versione base | heaterSteam 20 kg/h , 575Vac 3~, ON/OFF or proportional, basic version | heaterSteam 20 kg/h , 575Vac 3~, ON/OFF ou proportionnel, version de base | heaterSteam 20 kg/h , 575Vac 3~, EIN/AUS-Betrieb oder proportional Regelung, Grundversion | heaterSteam 20 kg/h, 575V 3~, todo/nada o proporcional, versión básica
| UR020CN102 | heaterSteam 20 kg/h , 575Vac 3~, ON/OFF or proportional, full optional version | heaterSteam 20 kg/h, 575V 3~, ON/OFF o proporzionale, versione full optional | heaterSteam 20 kg/h , 575Vac 3~, ON/OFF or proportional, full optional version | heaterSteam 20 kg/h , 575Vac 3~, ON/OFF ou proportionnel, version toutes options | heaterSteam 20 kg/h , 575Vac 3~, EIN/AUS-Betrieb oder proportional Regelung, Vollversion | heaterSteam 20 kg/h, 575V 3~, todo/nada o proporcional, versión con todas las opciones
| UR020CW002 | heaterSteam 20 kg/h , 208Vac 3~, ON/OFF or proportional, basic version | heaterSteam 20 kg/h, 208V 3~, ON/OFF o proporzionale, versione base | heaterSteam 20 kg/h , 208Vac 3~, ON/OFF or proportional, basic version | heaterSteam 20 kg/h , 208Vac 3~, ON/OFF ou proportionnel, version de base | heaterSteam 20 kg/h , 208Vac 3~, EIN/AUS-Betrieb oder proportional Regelung, Grundversion | heaterSteam 20 kg/h, 208V 3~, todo/nada o proporcional, versión básica
| UR020CW102 | heaterSteam 20 kg/h , 208Vac 3~, ON/OFF or proportional, full optional version | heaterSteam 20 kg/h, 208V 3~, ON/OFF o proporzionale, versione full optional | heaterSteam 20 kg/h , 208Vac 3~, ON/OFF or proportional, full optional version | heaterSteam 20 kg/h , 208Vac 3~, ON/OFF ou proportionnel, version toutes options | heaterSteam 20 kg/h , 208Vac 3~, EIN/AUS-Betrieb oder proportional Regelung, Vollversion | heaterSteam 20 kg/h, 208V 3~, todo/nada o proporcional, versión con todas las opciones
| UR020HK003 | heaterSteam process, 20 kg/h , 230Vac 3~, with regulation | heaterSteam process, 20 kg/h, 230V 3~, regolazione integrata | heaterSteam process, 20 kg/h , 230Vac 3~, with regulation | heaterSteam process, 20 kg/h , 230Vac 3~, avec régulateur | heaterSteam process, 20 kg/h , 230Vac 3~, mit Feuchte-Regelung | heaterSteam process, 20 kg/h, 230V 3~, regulación integrada
| UR020HK103 | heaterSteam 20 kg/h , 230Vac 3~, with regulation, Titanium version | heaterSteam 20 kg/h, 230V 3~, regolazione integrata, versione Titanium | heaterSteam 20 kg/h , 230Vac 3~, with regulation, Titanium version | heaterSteam 20 kg/h , 230Vac 3~, avec régulateur, version Titanium | heaterSteam 20 kg/h , 230Vac 3~, mit Feuchte-Regelung, Titanium | heaterSteam 20 kg/h, 230V 3~, regulación integrada, versión Titanium
| UR020HL003 | heaterSteam process, 20 kg/h , 400Vac 3~, with regulation | heaterSteam process, 20 kg/h, 400V 3~, regolazione integrata | heaterSteam process, 20 kg/h , 400Vac 3~, with regulation | heaterSteam process, 20 kg/h , 400Vac 3~, avec régulateur | heaterSteam process, 20 kg/h , 400Vac 3~, mit Feuchte-Regelung | heaterSteam process, 20 kg/h, 400V 3~, regulación integrada
| UR020HL103 | heaterSteam 20 kg/h , 400Vac 3~, with regulation, Titanium version | heaterSteam 20 kg/h, 400V 3~, regolazione integrata, versione Titanium | heaterSteam 20 kg/h , 400Vac 3~, with regulation, Titanium version | heaterSteam 20 kg/h , 400Vac 3~, avec régulateur, version Titanium | heaterSteam 20 kg/h , 400Vac 3~, mit Feuchte-Regelung, Titanium | heaterSteam 20 kg/h, 400V 3~, regulación integrada, versión Titanium
| UR020HM003 | heaterSteam process, 20 kg/h , 460Vac 3~, with regulation | heaterSteam process, 20 kg/h, 460V 3~, regolazione integrata | heaterSteam process, 20 kg/h , 460Vac 3~, with regulation | heaterSteam process, 20 kg/h , 460Vac 3~, avec régulateur | heaterSteam process, 20 kg/h , 460Vac 3~, mit Feuchte-Regelung | heaterSteam process, 20 kg/h, 460V 3~, regulación integrada
| UR020HM103 | heaterSteam 20 kg/h , 460Vac 3~, with regulation, Titanium version | heaterSteam 20 kg/h, 460V 3~, regolazione integrata, versione Titanium | heaterSteam 20 kg/h , 460Vac 3~, with regulation, Titanium version | heaterSteam 20 kg/h , 460Vac 3~, avec régulateur, version Titanium | heaterSteam 20 kg/h , 460Vac 3~, mit Feuchte-Regelung, Titanium | heaterSteam 20 kg/h, 460V 3~, regulación integrada, versión Titanium
| UR020HN002 | heaterSteam 20 kg/h , 575Vac 3~, with regulation, basic version | heaterSteam 20 kg/h, 575V 3~, regolazione integrata, versione base | heaterSteam 20 kg/h , 575Vac 3~, with regulation, basic version | heaterSteam 20 kg/h , 575Vac 3~, avec régulateur, version de base | heaterSteam 20 kg/h , 575Vac 3~, mit Feuchte-Regelung, Grundversion | heaterSteam 20 kg/h, 575V 3~, regulación integrada, versión básica
| UR020HN102 | heaterSteam 20 kg/h , 575Vac 3~, with regulation, full optional version | heaterSteam 20 kg/h, 575V 3~, regolazione integrata, versione full optional | heaterSteam 20 kg/h , 575Vac 3~, with regulation, full optional version | heaterSteam 20 kg/h , 575Vac 3~, avec régulateur, version toutes options | heaterSteam 20 kg/h , 575Vac 3~, mit Feuchte-Regelung, Vollversion | heaterSteam 20 kg/h, 575V 3~, regulación integrada, versión con todas las opciones
| UR020HW002 | heaterSteam 20 kg/h , 208Vac 3~, with regulation, basic version | heaterSteam 20 kg/h, 208V 3~, regolazione integrata, versione base | heaterSteam 20 kg/h , 208Vac 3~, with regulation, basic version | heaterSteam 20 kg/h , 208Vac 3~, avec régulateur, version de base | heaterSteam 20 kg/h , 208Vac 3~, mit Feuchte-Regelung, Grundversion | heaterSteam 20 kg/h, 208V 3~, regulación integrada, versión básica
| UR020HW102 | heaterSteam 20 kg/h , 208Vac 3~, with regulation, full optional version | heaterSteam 20 kg/h, 208V 3~, regolazione integrata, versione full optional | heaterSteam 20 kg/h , 208Vac 3~, with regulation, full optional version | heaterSteam 20 kg/h , 208Vac 3~, avec régulateur, version toutes options | heaterSteam 20 kg/h , 208Vac 3~, mit Feuchte-Regelung, Vollversion | heaterSteam 20 kg/h, 208V 3~, regulación integrada, versión con todas las opciones
| UR027CK002 | heaterSteam 27 kg/h , 230Vac 3~, ON/OFF or proportional, basic version | heaterSteam 27 kg/h, 230V 3~, ON/OFF o proporzionale, versione base | heaterSteam 27 kg/h , 230Vac 3~, ON/OFF or proportional, basic version | heaterSteam 27 kg/h , 230Vac 3~, ON/OFF ou proportionnel, version de base | heaterSteam 27 kg/h , 230Vac 3~, EIN/AUS-Betrieb oder proportional Regelung, Grundversion | heaterSteam 27 kg/h, 230V 3~, todo/nada o proporcional, versión básica
| UR027CK102 | heaterSteam 27 kg/h , 230Vac 3~, ON/OFF or proportional, full optional version | heaterSteam 27 kg/h, 230V 3~, ON/OFF o proporzionale, versione full optional | heaterSteam 27 kg/h , 230Vac 3~, ON/OFF or proportional, full optional version | heaterSteam 27 kg/h , 230Vac 3~, ON/OFF ou proportionnel, version toutes options | heaterSteam 27 kg/h , 230Vac 3~, EIN/AUS-Betrieb oder proportional Regelung, Vollversion | heaterSteam 27 kg/h, 230V 3~, todo/nada o proporcional, versión con todas las opciones
| UR027CL002 | heaterSteam 27 kg/h , 400Vac 3~, ON/OFF or proportional, basic version | heaterSteam 27 kg/h, 400V 3~, ON/OFF o proporzionale, versione base | heaterSteam 27 kg/h , 400Vac 3~, ON/OFF or proportional, basic version | heaterSteam 27 kg/h , 400Vac 3~, ON/OFF ou proportionnel, version de base | heaterSteam 27 kg/h , 400Vac 3~, EIN/AUS-Betrieb oder proportional Regelung, Grundversion | heaterSteam 27 kg/h, 400V 3~, todo/nada o proporcional, versión básica
| UR027CL102 | heaterSteam 27 kg/h , 400Vac 3~, ON/OFF or proportional, full optional version | heaterSteam 27 kg/h, 400V 3~, ON/OFF o proporzionale, versione full optional | heaterSteam 27 kg/h , 400Vac 3~, ON/OFF or proportional, full optional version | heaterSteam 27 kg/h , 400Vac 3~, ON/OFF ou proportionnel, version toutes options | heaterSteam 27 kg/h , 400Vac 3~, EIN/AUS-Betrieb oder proportional Regelung, Vollversion | heaterSteam 27 kg/h, 400V 3~, todo/nada o proporcional, versión con todas las opciones
| UR027CM002 | heaterSteam 27 kg/h , 460Vac 3~, ON/OFF or proportional, basic version | heaterSteam 27 kg/h, 460V 3~, ON/OFF o proporzionale, versione base | heaterSteam 27 kg/h , 460Vac 3~, ON/OFF or proportional, basic version | heaterSteam 27 kg/h , 460Vac 3~, ON/OFF ou proportionnel, version de base | heaterSteam 27 kg/h , 460Vac 3~, EIN/AUS-Betrieb oder proportional Regelung, Grundversion | heaterSteam 27 kg/h, 460V 3~, todo/nada o proporcional, versión básica
| UR027CM102 | heaterSteam 27 kg/h , 460Vac 3~, ON/OFF or proportional, full optional version | heaterSteam 27 kg/h, 460V 3~, ON/OFF o proporzionale, versione full optional | heaterSteam 27 kg/h , 460Vac 3~, ON/OFF or proportional, full optional version | heaterSteam 27 kg/h , 460Vac 3~, ON/OFF ou proportionnel, version toutes options | heaterSteam 27 kg/h , 460Vac 3~, EIN/AUS-Betrieb oder proportional Regelung, Vollversion | heaterSteam 27 kg/h, 460V 3~, todo/nada o proporcional, versión con todas las opciones
| UR027CN002 | heaterSteam 27 kg/h , 575Vac 3~, ON/OFF or proportional, basic version | heaterSteam 27 kg/h, 575V 3~, ON/OFF o proporzionale, versione base | heaterSteam 27 kg/h , 575Vac 3~, ON/OFF or proportional, basic version | heaterSteam 27 kg/h , 575Vac 3~, ON/OFF ou proportionnel, version de base | heaterSteam 27 kg/h , 575Vac 3~, EIN/AUS-Betrieb oder proportional Regelung, Grundversion | heaterSteam 27 kg/h, 575V 3~, todo/nada o proporcional, versión básica
| UR027CN102 | heaterSteam 27 kg/h , 575Vac 3~, ON/OFF or proportional, full optional version | heaterSteam 27 kg/h, 575V 3~, ON/OFF o proporzionale, versione full optional | heaterSteam 27 kg/h , 575Vac 3~, ON/OFF or proportional, full optional version | heaterSteam 27 kg/h , 575Vac 3~, ON/OFF ou proportionnel, version toutes options | heaterSteam 27 kg/h , 575Vac 3~, EIN/AUS-Betrieb oder proportional Regelung, Vollversion | heaterSteam 27 kg/h, 575V 3~, todo/nada o proporcional, versión con todas las opciones
| UR027CW002 | heaterSteam 27 kg/h , 208Vac 3~, ON/OFF or proportional, basic version | heaterSteam 27 kg/h, 208V 3~, ON/OFF o proporzionale, versione base | heaterSteam 27 kg/h , 208Vac 3~, ON/OFF or proportional, basic version | heaterSteam 27 kg/h , 208Vac 3~, ON/OFF ou proportionnel, version de base | heaterSteam 27 kg/h , 208Vac 3~, EIN/AUS-Betrieb oder proportional Regelung, Grundversion | heaterSteam 27 kg/h, 208V 3~, todo/nada o proporcional, versión básica
| UR027CW102 | heaterSteam 27 kg/h , 208Vac 3~, ON/OFF or proportional, full optional version | heaterSteam 27 kg/h, 208V 3~, ON/OFF o proporzionale, versione full optional | heaterSteam 27 kg/h , 208Vac 3~, ON/OFF or proportional, full optional version | heaterSteam 27 kg/h , 208Vac 3~, ON/OFF ou proportionnel, version toutes options | heaterSteam 27 kg/h , 208Vac 3~, EIN/AUS-Betrieb oder proportional Regelung, Vollversion | heaterSteam 27 kg/h, 208V 3~, todo/nada o proporcional, versión con todas las opciones
| UR027HK003 | heaterSteam process, 27 kg/h , 230Vac 3~, with regulation | heaterSteam process, 27 kg/h, 230V 3~, regolazione integrata | heaterSteam process, 27 kg/h , 230Vac 3~, with regulation | heaterSteam process, 27 kg/h , 230Vac 3~, avec régulateur | heaterSteam process, 27 kg/h , 230Vac 3~, mit Feuchte-Regelung | heaterSteam process, 27 kg/h, 230V 3~, regulación integrada
| UR027HK103 | heaterSteam 27 kg/h , 230Vac 3~, with regulation, Titanium version | heaterSteam 27 kg/h, 230V 3~, regolazione integrata, versione Titanium | heaterSteam 27 kg/h , 230Vac 3~, with regulation, Titanium version | heaterSteam 27 kg/h , 230Vac 3~, avec régulateur, version Titanium | heaterSteam 27 kg/h , 230Vac 3~, mit Feuchte-Regelung, Titanium | heaterSteam 27 kg/h, 230V 3~, regulación integrada, versión Titanium
| UR027HL003 | heaterSteam process, 27 kg/h , 400Vac 3~, with regulation | heaterSteam process, 27 kg/h, 400V 3~, regolazione integrata | heaterSteam process, 27 kg/h , 400Vac 3~, with regulation | heaterSteam process, 27 kg/h , 400Vac 3~, avec régulateur | heaterSteam process, 27 kg/h , 400Vac 3~, mit Feuchte-Regelung | heaterSteam process, 27 kg/h, 400V 3~, regulación integrada
| UR027HL103 | heaterSteam 27 kg/h , 400Vac 3~, with regulation, Titanium version | heaterSteam 27 kg/h, 400V 3~, regolazione integrata, versione Titanium | heaterSteam 27 kg/h , 400Vac 3~, with regulation, Titanium version | heaterSteam 27 kg/h , 400Vac 3~, avec régulateur, version Titanium | heaterSteam 27 kg/h , 400Vac 3~, mit Feuchte-Regelung, Titanium | heaterSteam 27 kg/h, 400V 3~, regulación integrada, versión Titanium
| UR027HM003 | heaterSteam process, 27 kg/h , 460Vac 3~, with regulation | heaterSteam process, 27 kg/h, 460V 3~, regolazione integrata | heaterSteam process, 27 kg/h , 460Vac 3~, with regulation | heaterSteam process, 27 kg/h , 460Vac 3~, avec régulateur | heaterSteam process, 27 kg/h , 460Vac 3~, mit Feuchte-Regelung | heaterSteam process, 27 kg/h, 460V 3~, regulación integrada
| UR027HM103 | heaterSteam 27 kg/h , 460Vac 3~, with regulation, Titanium version | heaterSteam 27 kg/h, 460V 3~, regolazione integrata, versione Titanium | heaterSteam 27 kg/h , 460Vac 3~, with regulation, Titanium version | heaterSteam 27 kg/h , 460Vac 3~, avec régulateur, version Titanium | heaterSteam 27 kg/h , 460Vac 3~, mit Feuchte-Regelung, Titanium | heaterSteam 27 kg/h, 460V 3~, regulación integrada, versión Titanium
| UR027HN002 | heaterSteam 27 kg/h , 575Vac 3~, with regulation, basic version | heaterSteam 27 kg/h, 575V 3~, regolazione integrata, versione base | heaterSteam 27 kg/h , 575Vac 3~, with regulation, basic version | heaterSteam 27 kg/h , 575Vac 3~, avec régulateur, version de base | heaterSteam 27 kg/h , 575Vac 3~, mit Feuchte-Regelung, Grundversion | heaterSteam 27 kg/h, 575V 3~, regulación integrada, versión básica
| UR027HN102 | heaterSteam 27 kg/h , 575Vac 3~, with regulation, full optional version | heaterSteam 27 kg/h, 575V 3~, regolazione integrata, versione full optional | heaterSteam 27 kg/h , 575Vac 3~, with regulation, full optional version | heaterSteam 27 kg/h , 575Vac 3~, avec régulateur, version toutes options | heaterSteam 27 kg/h , 575Vac 3~, mit Feuchte-Regelung, Vollversion | heaterSteam 27 kg/h, 575V 3~, regulación integrada, versión con todas las opciones
| UR027HW002 | heaterSteam 27 kg/h , 208Vac 3~, with regulation, basic version | heaterSteam 27 kg/h, 208V 3~, regolazione integrata, versione base | heaterSteam 27 kg/h , 208Vac 3~, with regulation, basic version | heaterSteam 27 kg/h , 208Vac 3~, avec régulateur, version de base | heaterSteam 27 kg/h , 208Vac 3~, mit Feuchte-Regelung, Grundversion | heaterSteam 27 kg/h, 208V 3~, regulación integrada, versión básica
| UR027HW102 | heaterSteam 27 kg/h , 208Vac 3~, with regulation, full optional version | heaterSteam 27 kg/h, 208V 3~, regolazione integrata, versione full optional | heaterSteam 27 kg/h , 208Vac 3~, with regulation, full optional version | heaterSteam 27 kg/h , 208Vac 3~, avec régulateur, version toutes options | heaterSteam 27 kg/h , 208Vac 3~, mit Feuchte-Regelung, Vollversion | heaterSteam 27 kg/h, 208V 3~, regulación integrada, versión con todas las opciones
| UR040CK002 | heaterSteam 40 kg/h , 230Vac 3~, ON/OFF or proportional, basic version | heaterSteam 40 kg/h, 230V 3~, ON/OFF o proporzionale, versione base | heaterSteam 40 kg/h , 230Vac 3~, ON/OFF or proportional, basic version | heaterSteam 40 kg/h , 230Vac 3~, ON/OFF ou proportionnel, version de base | heaterSteam 40 kg/h , 230Vac 3~, EIN/AUS-Betrieb oder proportional Regelung, Grundversion | heaterSteam 40 kg/h, 230V 3~, todo/nada o proporcional, versión básica
| UR040CK102 | heaterSteam 40 kg/h , 230Vac 3~, ON/OFF or proportional, full optional version | heaterSteam 40 kg/h, 230V 3~, ON/OFF o proporzionale, versione full optional | heaterSteam 40 kg/h , 230Vac 3~, ON/OFF or proportional, full optional version | heaterSteam 40 kg/h , 230Vac 3~, ON/OFF ou proportionnel, version toutes options | heaterSteam 40 kg/h , 230Vac 3~, EIN/AUS-Betrieb oder proportional Regelung, Vollversion | heaterSteam 40 kg/h, 230V 3~, todo/nada o proporcional, versión con todas las opciones
| UR040CL002 | heaterSteam 40 kg/h , 400Vac 3~, ON/OFF or proportional, basic version | heaterSteam 40 kg/h, 400V 3~, ON/OFF o proporzionale, versione base | heaterSteam 40 kg/h , 400Vac 3~, ON/OFF or proportional, basic version | heaterSteam 40 kg/h , 400Vac 3~, ON/OFF ou proportionnel, version de base | heaterSteam 40 kg/h , 400Vac 3~, EIN/AUS-Betrieb oder proportional Regelung, Grundversion | heaterSteam 40 kg/h, 400V 3~, todo/nada o proporcional, versión básica
| UR040CL102 | heaterSteam 40 kg/h , 400Vac 3~, ON/OFF or proportional, full optional version | heaterSteam 40 kg/h, 400V 3~, ON/OFF o proporzionale, versione full optional | heaterSteam 40 kg/h , 400Vac 3~, ON/OFF or proportional, full optional version | heaterSteam 40 kg/h , 400Vac 3~, ON/OFF ou proportionnel, version toutes options | heaterSteam 40 kg/h , 400Vac 3~, EIN/AUS-Betrieb oder proportional Regelung, Vollversion | heaterSteam 40 kg/h, 400V 3~, todo/nada o proporcional, versión con todas las opciones
| UR040CM002 | heaterSteam 40 kg/h , 460Vac 3~, ON/OFF or proportional, basic version | heaterSteam 40 kg/h, 460V 3~, ON/OFF o proporzionale, versione base | heaterSteam 40 kg/h , 460Vac 3~, ON/OFF or proportional, basic version | heaterSteam 40 kg/h , 460Vac 3~, ON/OFF ou proportionnel, version de base | heaterSteam 40 kg/h , 460Vac 3~, EIN/AUS-Betrieb oder proportional Regelung, Grundversion | heaterSteam 40 kg/h, 460V 3~, todo/nada o proporcional, versión básica
| UR040CM102 | heaterSteam 40 kg/h , 460Vac 3~, ON/OFF or proportional, full optional version | heaterSteam 40 kg/h, 460V 3~, ON/OFF o proporzionale, versione full optional | heaterSteam 40 kg/h , 460Vac 3~, ON/OFF or proportional, full optional version | heaterSteam 40 kg/h , 460Vac 3~, ON/OFF ou proportionnel, version toutes options | heaterSteam 40 kg/h , 460Vac 3~, EIN/AUS-Betrieb oder proportional Regelung, Vollversion | heaterSteam 40 kg/h, 460V 3~, todo/nada o proporcional, versión con todas las opciones
| UR040CN002 | heaterSteam 40 kg/h , 575Vac 3~, ON/OFF or proportional, basic version | heaterSteam 40 kg/h, 575V 3~, ON/OFF o proporzionale, versione base | heaterSteam 40 kg/h , 575Vac 3~, ON/OFF or proportional, basic version | heaterSteam 40 kg/h , 575Vac 3~, ON/OFF ou proportionnel, version de base | heaterSteam 40 kg/h , 575Vac 3~, EIN/AUS-Betrieb oder proportional Regelung, Grundversion | heaterSteam 40 kg/h, 575V 3~, todo/nada o proporcional, versión básica
| UR040CN102 | heaterSteam 40 kg/h , 575Vac 3~, ON/OFF or proportional, full optional version | heaterSteam 40 kg/h, 575V 3~, ON/OFF o proporzionale, versione full optional | heaterSteam 40 kg/h , 575Vac 3~, ON/OFF or proportional, full optional version | heaterSteam 40 kg/h , 575Vac 3~, ON/OFF ou proportionnel, version toutes options | heaterSteam 40 kg/h , 575Vac 3~, EIN/AUS-Betrieb oder proportional Regelung, Vollversion | heaterSteam 40 kg/h, 575V 3~, todo/nada o proporcional, versión con todas las opciones
| UR040CW002 | heaterSteam 40 kg/h , 208Vac 3~, ON/OFF or proportional, basic version | heaterSteam 40 kg/h, 208V 3~, ON/OFF o proporzionale, versione base | heaterSteam 40 kg/h , 208Vac 3~, ON/OFF or proportional, basic version | heaterSteam 40 kg/h , 208Vac 3~, ON/OFF ou proportionnel, version de base | heaterSteam 40 kg/h , 208Vac 3~, EIN/AUS-Betrieb oder proportional Regelung, Grundversion | heaterSteam 40 kg/h, 208V 3~, todo/nada o proporcional, versión básica
| UR040CW102 | heaterSteam 40 kg/h , 208Vac 3~, ON/OFF or proportional, full optional version | heaterSteam 40 kg/h, 208V 3~, ON/OFF o proporzionale, versione full optional | heaterSteam 40 kg/h , 208Vac 3~, ON/OFF or proportional, full optional version | heaterSteam 40 kg/h , 208Vac 3~, ON/OFF ou proportionnel, version toutes options | heaterSteam 40 kg/h , 208Vac 3~, EIN/AUS-Betrieb oder proportional Regelung, Vollversion | heaterSteam 40 kg/h, 208V 3~, todo/nada o proporcional, versión con todas las opciones
| UR040HK002 | heaterSteam 40 kg/h , 230Vac 3~, with regulation, basic version | heaterSteam 40 kg/h, 230V 3~, regolazione integrata, versione base | heaterSteam 40 kg/h , 230Vac 3~, with regulation, basic version | heaterSteam 40 kg/h , 230Vac 3~, avec régulateur, version de base | heaterSteam 40 kg/h , 230Vac 3~, mit Feuchte-Regelung, Grundversion | heaterSteam 40 kg/h, 230V 3~, regulación integrada, versión básica
| UR040HK102 | heaterSteam 40 kg/h , 230Vac 3~, with regulation, full optional version | heaterSteam 40 kg/h, 230V 3~, regolazione integrata, versione full optional | heaterSteam 40 kg/h , 230Vac 3~, with regulation, full optional version | heaterSteam 40 kg/h , 230Vac 3~, avec régulateur, version toutes options | heaterSteam 40 kg/h , 230Vac 3~, mit Feuchte-Regelung, Vollversion | heaterSteam 40 kg/h, 230V 3~, regulación integrada, versión con todas las opciones
| UR040HL003 | heaterSteam process, 40 kg/h , 400Vac 3~, with regulation | heaterSteam process, 40 kg/h, 400V 3~, regolazione integrata | heaterSteam process, 40 kg/h , 400Vac 3~, with regulation | heaterSteam process, 40 kg/h , 400Vac 3~, avec régulateur | heaterSteam process, 40 kg/h , 400Vac 3~, mit Feuchte-Regelung | heaterSteam process, 40 kg/h, 400V 3~, regulación integrada
| UR040HL103 | heaterSteam 40 kg/h , 400Vac 3~, with regulation, Titanium version | heaterSteam 40 kg/h, 400V 3~, regolazione integrata, versione Titanium | heaterSteam 40 kg/h , 400Vac 3~, with regulation, Titanium version | heaterSteam 40 kg/h , 400Vac 3~, avec régulateur, version Titanium | heaterSteam 40 kg/h , 400Vac 3~, mit Feuchte-Regelung, Titanium | heaterSteam 40 kg/h, 400V 3~, regulación integrada, versión Titanium
| UR040HM003 | heaterSteam process, 40 kg/h , 460Vac 3~, with regulation | heaterSteam process, 40 kg/h, 460V 3~, regolazione integrata | heaterSteam process, 40 kg/h , 460Vac 3~, with regulation | heaterSteam process, 40 kg/h , 460Vac 3~, avec régulateur | heaterSteam process, 40 kg/h , 460Vac 3~, mit Feuchte-Regelung | heaterSteam process, 40 kg/h, 460V 3~, regulación integrada
| UR040HM103 | heaterSteam 40 kg/h , 460Vac 3~, with regulation, Titanium version | heaterSteam 40 kg/h, 460V 3~, regolazione integrata, versione Titanium | heaterSteam 40 kg/h , 460Vac 3~, with regulation, Titanium version | heaterSteam 40 kg/h , 460Vac 3~, avec régulateur, version Titanium | heaterSteam 40 kg/h , 460Vac 3~, mit Feuchte-Regelung, Titanium | heaterSteam 40 kg/h, 460V 3~, regulación integrada, versión Titanium
| UR040HN002 | heaterSteam 40 kg/h , 575Vac 3~, with regulation, basic version | heaterSteam 40 kg/h, 575V 3~, regolazione integrata, versione base | heaterSteam 40 kg/h , 575Vac 3~, with regulation, basic version | heaterSteam 40 kg/h , 575Vac 3~, avec régulateur, version de base | heaterSteam 40 kg/h , 575Vac 3~, mit Feuchte-Regelung, Grundversion | heaterSteam 40 kg/h, 575V 3~, regulación integrada, versión básica
| UR040HN102 | heaterSteam 40 kg/h , 575Vac 3~, with regulation, full optional version | heaterSteam 40 kg/h, 575V 3~, regolazione integrata, versione full optional | heaterSteam 40 kg/h , 575Vac 3~, with regulation, full optional version | heaterSteam 40 kg/h , 575Vac 3~, avec régulateur, version toutes options | heaterSteam 40 kg/h , 575Vac 3~, mit Feuchte-Regelung, Vollversion | heaterSteam 40 kg/h, 575V 3~, regulación integrada, versión con todas las opciones
| UR040HW002 | heaterSteam 40 kg/h , 208Vac 3~, with regulation, basic version | heaterSteam 40 kg/h, 208V 3~, regolazione integrata, versione base | heaterSteam 40 kg/h , 208Vac 3~, with regulation, basic version | heaterSteam 40 kg/h , 208Vac 3~, avec régulateur, version de base | heaterSteam 40 kg/h , 208Vac 3~, mit Feuchte-Regelung, Grundversion | heaterSteam 40 kg/h, 208V 3~, regulación integrada, versión básica
| UR040HW102 | heaterSteam 40 kg/h , 208Vac 3~, with regulation, full optional version | heaterSteam 40 kg/h, 208V 3~, regolazione integrata, versione full optional | heaterSteam 40 kg/h , 208Vac 3~, with regulation, full optional version | heaterSteam 40 kg/h , 208Vac 3~, avec régulateur, version toutes options | heaterSteam 40 kg/h , 208Vac 3~, mit Feuchte-Regelung, Vollversion | heaterSteam 40 kg/h, 208V 3~, regulación integrada, versión con todas las opciones
| UR053HL003 | heaterSteam process, 53 kg/h , 400Vac 3~, with regulation | heaterSteam process, 53 kg/h, 400V 3~, regolazione integrata | heaterSteam process, 53 kg/h , 400Vac 3~, with regulation | heaterSteam process, 53 kg/h , 400Vac 3~, avec régulateur | heaterSteam process, 53 kg/h , 400Vac 3~, mit Feuchte-Regelung | heaterSteam process, 53 kg/h, 400V 3~, regulación integrada
| UR053HL103 | heaterSteam 53 kg/h , 400Vac 3~, with regulation, Titanium version | heaterSteam 53 kg/h, 400V 3~, regolazione integrata, versione Titanium | heaterSteam 53 kg/h , 400Vac 3~, with regulation, Titanium version | heaterSteam 53 kg/h , 400Vac 3~, avec régulateur, version Titanium | heaterSteam 53 kg/h , 400Vac 3~, mit Feuchte-Regelung, Titanium | heaterSteam 53 kg/h, 400V 3~, regulación integrada, versión Titanium
| UR053HM003 | heaterSteam process, 53 kg/h , 460Vac 3~, with regulation | heaterSteam process, 53 kg/h, 460V 3~, regolazione integrata | heaterSteam process, 53 kg/h , 460Vac 3~, with regulation | heaterSteam process, 53 kg/h , 460Vac 3~, avec régulateur | heaterSteam process, 53 kg/h , 460Vac 3~, mit Feuchte-Regelung | heaterSteam process, 53 kg/h, 460V 3~, regulación integrada
| UR053HM103 | heaterSteam 53 kg/h , 460Vac 3~, with regulation, Titanium version | heaterSteam 53 kg/h, 460V 3~, regolazione integrata, versione Titanium | heaterSteam 53 kg/h , 460Vac 3~, with regulation, Titanium version | heaterSteam 53 kg/h , 460Vac 3~, avec régulateur, version Titanium | heaterSteam 53 kg/h , 460Vac 3~, mit Feuchte-Regelung, Titanium | heaterSteam 53 kg/h, 460V 3~, regulación integrada, versión Titanium
| UR053HN002 | heaterSteam 53 kg/h , 575Vac 3~, with regulation, basic version | heaterSteam 53 kg/h, 575V 3~, regolazione integrata, versione base | heaterSteam 53 kg/h , 575Vac 3~, with regulation, basic version | heaterSteam 53 kg/h , 575Vac 3~, avec régulateur, version de base | heaterSteam 53 kg/h , 575Vac 3~, mit Feuchte-Regelung, Grundversion | heaterSteam 53 kg/h, 575V 3~, regulación integrada, versión básica
| UR053HN102 | heaterSteam 53 kg/h , 575Vac 3~, with regulation, full optional version | heaterSteam 53 kg/h, 575V 3~, regolazione integrata, versione full optional | heaterSteam 53 kg/h , 575Vac 3~, with regulation, full optional version | heaterSteam 53 kg/h , 575Vac 3~, avec régulateur, version toutes options | heaterSteam 53 kg/h , 575Vac 3~, mit Feuchte-Regelung, Vollversion | heaterSteam 53 kg/h, 575V 3~, regulación integrada, versión con todas las opciones
| UR060CK002 | heaterSteam 60 kg/h , 230Vac 3~, ON/OFF or proportional, basic version | heaterSteam 60 kg/h, 230V 3~, ON/OFF o proporzionale, versione base | heaterSteam 60 kg/h , 230Vac 3~, ON/OFF or proportional, basic version | heaterSteam 60 kg/h , 230Vac 3~, ON/OFF ou proportionnel, version de base | heaterSteam 60 kg/h , 230Vac 3~, EIN/AUS-Betrieb oder proportional Regelung, Grundversion | heaterSteam 60 kg/h, 230V 3~, todo/nada o proporcional, versión básica
| UR060CK102 | heaterSteam 60 kg/h , 230Vac 3~, ON/OFF or proportional, full optional version | heaterSteam 60 kg/h, 230V 3~, ON/OFF o proporzionale, versione full optional | heaterSteam 60 kg/h , 230Vac 3~, ON/OFF or proportional, full optional version | heaterSteam 60 kg/h , 230Vac 3~, ON/OFF ou proportionnel, version toutes options | heaterSteam 60 kg/h , 230Vac 3~, EIN/AUS-Betrieb oder proportional Regelung, Vollversion | heaterSteam 60 kg/h, 230V 3~, todo/nada o proporcional, versión con todas las opciones
| UR060CL002 | heaterSteam 60 kg/h , 400Vac 3~, ON/OFF or proportional, basic version | heaterSteam 60 kg/h, 400V 3~, ON/OFF o proporzionale, versione base | heaterSteam 60 kg/h , 400Vac 3~, ON/OFF or proportional, basic version | heaterSteam 60 kg/h , 400Vac 3~, ON/OFF ou proportionnel, version de base | heaterSteam 60 kg/h , 400Vac 3~, EIN/AUS-Betrieb oder proportional Regelung, Grundversion | heaterSteam 60 kg/h, 400V 3~, todo/nada o proporcional, versión básica
| UR060CL102 | heaterSteam 60 kg/h , 400Vac 3~, ON/OFF or proportional, full optional version | heaterSteam 60 kg/h, 400V 3~, ON/OFF o proporzionale, versione full optional | heaterSteam 60 kg/h , 400Vac 3~, ON/OFF or proportional, full optional version | heaterSteam 60 kg/h , 400Vac 3~, ON/OFF ou proportionnel, version toutes options | heaterSteam 60 kg/h , 400Vac 3~, EIN/AUS-Betrieb oder proportional Regelung, Vollversion | heaterSteam 60 kg/h, 400V 3~, todo/nada o proporcional, versión con todas las opciones
| UR060CM002 | heaterSteam 60 kg/h , 460Vac 3~, ON/OFF or proportional, basic version | heaterSteam 60 kg/h, 460V 3~, ON/OFF o proporzionale, versione base | heaterSteam 60 kg/h , 460Vac 3~, ON/OFF or proportional, basic version | heaterSteam 60 kg/h , 460Vac 3~, ON/OFF ou proportionnel, version de base | heaterSteam 60 kg/h , 460Vac 3~, EIN/AUS-Betrieb oder proportional Regelung, Grundversion | heaterSteam 60 kg/h, 460V 3~, todo/nada o proporcional, versión básica
| UR060CM102 | heaterSteam 60 kg/h , 460Vac 3~, ON/OFF or proportional, full optional version | heaterSteam 60 kg/h, 460V 3~, ON/OFF o proporzionale, versione full optional | heaterSteam 60 kg/h , 460Vac 3~, ON/OFF or proportional, full optional version | heaterSteam 60 kg/h , 460Vac 3~, ON/OFF ou proportionnel, version toutes options | heaterSteam 60 kg/h , 460Vac 3~, EIN/AUS-Betrieb oder proportional Regelung, Vollversion | heaterSteam 60 kg/h, 460V 3~, todo/nada o proporcional, versión con todas las opciones
| UR060CN002 | heaterSteam 60 kg/h , 575Vac 3~, ON/OFF or proportional, basic version | heaterSteam 60 kg/h, 575V 3~, ON/OFF o proporzionale, versione base | heaterSteam 60 kg/h , 575Vac 3~, ON/OFF or proportional, basic version | heaterSteam 60 kg/h , 575Vac 3~, ON/OFF ou proportionnel, version de base | heaterSteam 60 kg/h , 575Vac 3~, EIN/AUS-Betrieb oder proportional Regelung, Grundversion | heaterSteam 60 kg/h, 575V 3~, todo/nada o proporcional, versión básica
| UR060CN102 | heaterSteam 60 kg/h , 575Vac 3~, ON/OFF or proportional, full optional version | heaterSteam 60 kg/h, 575V 3~, ON/OFF o proporzionale, versione full optional | heaterSteam 60 kg/h , 575Vac 3~, ON/OFF or proportional, full optional version | heaterSteam 60 kg/h , 575Vac 3~, ON/OFF ou proportionnel, version toutes options | heaterSteam 60 kg/h , 575Vac 3~, EIN/AUS-Betrieb oder proportional Regelung, Vollversion | heaterSteam 60 kg/h, 575V 3~, todo/nada o proporcional, versión con todas las opciones
| UR060CW002 | heaterSteam 60 kg/h , 208Vac 3~, ON/OFF or proportional, basic version | heaterSteam 60 kg/h, 208V 3~, ON/OFF o proporzionale, versione base | heaterSteam 60 kg/h , 208Vac 3~, ON/OFF or proportional, basic version | heaterSteam 60 kg/h , 208Vac 3~, ON/OFF ou proportionnel, version de base | heaterSteam 60 kg/h , 208Vac 3~, EIN/AUS-Betrieb oder proportional Regelung, Grundversion | heaterSteam 60 kg/h, 208V 3~, todo/nada o proporcional, versión básica
| UR060CW102 | heaterSteam 60 kg/h , 208Vac 3~, ON/OFF or proportional, full optional version | heaterSteam 60 kg/h, 208V 3~, ON/OFF o proporzionale, versione full optional | heaterSteam 60 kg/h , 208Vac 3~, ON/OFF or proportional, full optional version | heaterSteam 60 kg/h , 208Vac 3~, ON/OFF ou proportionnel, version toutes options | heaterSteam 60 kg/h , 208Vac 3~, EIN/AUS-Betrieb oder proportional Regelung, Vollversion | heaterSteam 60 kg/h, 208V 3~, todo/nada o proporcional, versión con todas las opciones
| UR060HK002 | heaterSteam 60 kg/h , 230Vac 3~, with regulation, basic version | heaterSteam 60 kg/h, 230V 3~, regolazione integrata, versione base | heaterSteam 60 kg/h , 230Vac 3~, with regulation, basic version | heaterSteam 60 kg/h , 230Vac 3~, avec régulateur, version de base | heaterSteam 60 kg/h , 230Vac 3~, mit Feuchte-Regelung, Grundversion | heaterSteam 60 kg/h, 230V 3~, regulación integrada, versión básica
| UR060HK102 | heaterSteam 60 kg/h , 230Vac 3~, with regulation, full optional version | heaterSteam 60 kg/h, 230V 3~, regolazione integrata, versione full optional | heaterSteam 60 kg/h , 230Vac 3~, with regulation, full optional version | heaterSteam 60 kg/h , 230Vac 3~, avec régulateur, version toutes options | heaterSteam 60 kg/h , 230Vac 3~, mit Feuchte-Regelung, Vollversion | heaterSteam 60 kg/h, 230V 3~, regulación integrada, versión con todas las opciones
| UR060HL003 | heaterSteam process, 60 kg/h , 400Vac 3~, with regulation | heaterSteam process, 60 kg/h, 400V 3~, regolazione integrata | heaterSteam process, 60 kg/h , 400Vac 3~, with regulation | heaterSteam process, 60 kg/h , 400Vac 3~, avec régulateur | heaterSteam process, 60 kg/h , 400Vac 3~, mit Feuchte-Regelung | heaterSteam process, 60 kg/h, 400V 3~, regulación integrada
| UR060HL103 | heaterSteam 60 kg/h , 400Vac 3~, with regulation, Titanium version | heaterSteam 60 kg/h, 400V 3~, regolazione integrata, versione Titanium | heaterSteam 60 kg/h , 400Vac 3~, with regulation, Titanium version | heaterSteam 60 kg/h , 400Vac 3~, avec régulateur, version Titanium | heaterSteam 60 kg/h , 400Vac 3~, mit Feuchte-Regelung, Titanium | heaterSteam 60 kg/h, 400V 3~, regulación integrada, versión Titanium
| UR060HM003 | heaterSteam process, 60 kg/h , 460Vac 3~, with regulation | heaterSteam process, 60 kg/h, 460V 3~, regolazione integrata | heaterSteam process, 60 kg/h , 460Vac 3~, with regulation | heaterSteam process, 60 kg/h , 460Vac 3~, avec régulateur | heaterSteam process, 60 kg/h , 460Vac 3~, mit Feuchte-Regelung | heaterSteam process, 60 kg/h, 460V 3~, regulación integrada
| UR060HM103 | heaterSteam 60 kg/h , 460Vac 3~, with regulation, Titanium version | heaterSteam 60 kg/h, 460V 3~, regolazione integrata, versione Titanium | heaterSteam 60 kg/h , 460Vac 3~, with regulation, Titanium version | heaterSteam 60 kg/h , 460Vac 3~, avec régulateur, version Titanium | heaterSteam 60 kg/h , 460Vac 3~, mit Feuchte-Regelung, Titanium | heaterSteam 60 kg/h, 460V 3~, regulación integrada, versión Titanium
| UR060HN002 | heaterSteam 60 kg/h , 575Vac 3~, with regulation, basic version | heaterSteam 60 kg/h, 575V 3~, regolazione integrata, versione base | heaterSteam 60 kg/h , 575Vac 3~, with regulation, basic version | heaterSteam 60 kg/h , 575Vac 3~, avec régulateur, version de base | heaterSteam 60 kg/h , 575Vac 3~, mit Feuchte-Regelung, Grundversion | heaterSteam 60 kg/h, 575V 3~, regulación integrada, versión básica
| UR060HN102 | heaterSteam 60 kg/h , 575Vac 3~, with regulation, full optional version | heaterSteam 60 kg/h, 575V 3~, regolazione integrata, versione full optional | heaterSteam 60 kg/h , 575Vac 3~, with regulation, full optional version | heaterSteam 60 kg/h , 575Vac 3~, avec régulateur, version toutes options | heaterSteam 60 kg/h , 575Vac 3~, mit Feuchte-Regelung, Vollversion | heaterSteam 60 kg/h, 575V 3~, regulación integrada, versión con todas las opciones
| UR060HW002 | heaterSteam 60 kg/h , 208Vac 3~, with regulation, basic version | heaterSteam 60 kg/h, 208V 3~, regolazione integrata, versione base | heaterSteam 60 kg/h , 208Vac 3~, with regulation, basic version | heaterSteam 60 kg/h , 208Vac 3~, avec régulateur, version de base | heaterSteam 60 kg/h , 208Vac 3~, mit Feuchte-Regelung, Grundversion | heaterSteam 60 kg/h, 208V 3~, regulación integrada, versión básica
| UR060HW102 | heaterSteam 60 kg/h , 208Vac 3~, with regulation, full optional version | heaterSteam 60 kg/h, 208V 3~, regolazione integrata, versione full optional | heaterSteam 60 kg/h , 208Vac 3~, with regulation, full optional version | heaterSteam 60 kg/h , 208Vac 3~, avec régulateur, version toutes options | heaterSteam 60 kg/h , 208Vac 3~, mit Feuchte-Regelung, Vollversion | heaterSteam 60 kg/h, 208V 3~, regulación integrada, versión con todas las opciones
| UR080HL003 | heaterSteam process, 80 kg/h , 400Vac 3~, with regulation | heaterSteam process, 80 kg/h, 400V 3~, regolazione integrata | heaterSteam process, 80 kg/h , 400Vac 3~, with regulation | heaterSteam process, 80 kg/h , 400Vac 3~, avec régulateur | heaterSteam process, 80 kg/h , 400Vac 3~, mit Feuchte-Regelung | heaterSteam process, 80 kg/h, 400V 3~, regulación integrada
| UR080HL103 | heaterSteam 80 kg/h , 400Vac 3~, with regulation, Titanium version | heaterSteam 80 kg/h, 400V 3~, regolazione integrata, versione Titanium | heaterSteam 80 kg/h , 400Vac 3~, with regulation, Titanium version | heaterSteam 80 kg/h , 400Vac 3~, avec régulateur, version Titanium | heaterSteam 80 kg/h , 400Vac 3~, mit Feuchte-Regelung, Titanium | heaterSteam 80 kg/h, 400V 3~, regulación integrada, versión Titanium
| UR080HM003 | heaterSteam process, 80 kg/h , 460Vac 3~, with regulation | heaterSteam process, 80 kg/h, 460V 3~, regolazione integrata | heaterSteam process, 80 kg/h , 460Vac 3~, with regulation | heaterSteam process, 80 kg/h , 460Vac 3~, avec régulateur | heaterSteam process, 80 kg/h , 460Vac 3~, mit Feuchte-Regelung | heaterSteam process, 80 kg/h, 460V 3~, regulación integrada
| UR080HM103 | heaterSteam 80 kg/h , 460Vac 3~, with regulation, Titanium version | heaterSteam 80 kg/h, 460V 3~, regolazione integrata, versione Titanium | heaterSteam 80 kg/h , 460Vac 3~, with regulation, Titanium version | heaterSteam 80 kg/h , 460Vac 3~, avec régulateur, version Titanium | heaterSteam 80 kg/h , 460Vac 3~, mit Feuchte-Regelung, Titanium | heaterSteam 80 kg/h, 460V 3~, regulación integrada, versión Titanium
| UR080HN002 | heaterSteam 80 kg/h , 575Vac 3~, with regulation, basic version | heaterSteam 80 kg/h, 575V 3~, regolazione integrata, versione base | heaterSteam 80 kg/h , 575Vac 3~, with regulation, basic version | heaterSteam 80 kg/h , 575Vac 3~, avec régulateur, version de base | heaterSteam 80 kg/h , 575Vac 3~, mit Feuchte-Regelung, Grundversion | heaterSteam 80 kg/h, 575V 3~, regulación integrada, versión básica
| UR080HN102 | heaterSteam 80 kg/h , 575Vac 3~, with regulation, full optional version | heaterSteam 80 kg/h, 575V 3~, regolazione integrata, versione full optional | heaterSteam 80 kg/h , 575Vac 3~, with regulation, full optional version | heaterSteam 80 kg/h , 575Vac 3~, avec régulateur, version toutes options | heaterSteam 80 kg/h , 575Vac 3~, mit Feuchte-Regelung, Vollversion | heaterSteam 80 kg/h, 575V 3~, regulación integrada, versión con todas las opciones
| UG045HD003 | Gas-fired humidifier 45 kg/h - 230 Vac 1~ (UE market) | Umidificatore a gas 45 kg/h - 230 Vac 1~, controllo modulante con regolazione integrata (mercato EU) | Gas-fired humidifier 45 kg/h - 230 Vac 1~ (UE market) | Humidificateur à gaz 45 kg/h - 230 Vac 1~ (UE Market) | Gas-Dampfbefeuchter 45 kg/h - 230 Vac 1~ (UE Market) | humidificador a gas 45 kg/h - 230 Vca 1~, control modulante con regulación integrada (UE Market)
| UG090HD003 | Gas-fired humidifier 90 kg/h - 230 Vac 1~(UE market) | Umidificatore a gas 90 kg/h - 230 Vac 1~, controllo modulante con regolazione integrata (mercato EU) | Gas-fired humidifier 90 kg/h - 230 Vac 1~(UE market) | Humidificateur à gaz 90 kg/h - 230 Vac 1~ (UE Market) | Gas-Dampfbefeuchter 90 kg/h - 230 Vac 1~ (UE Market) | humidificador a gas 90 kg/h - 230 Vca 1~, control modulante con regulación integrada (UE Market)
| UG180HD003 | Gas-fired humidifier 180 kg/h - 230 Vac 1~(UE market) | Umidificatore a gas 180 kg/h - 230 Vac 1~, controllo modulante con regolazione integrata (mercato EU) | Gas-fired humidifier 180 kg/h - 230 Vac 1~(UE market) | Humidificateur à gaz 180 kg/h - 230 Vac 1~ (UE Market) | Gas-Dampfbefeuchter 180 kg/h - 230 Vac 1~ (UE Market) | humidificador a gas 180 kg/h - 230 Vca 1~, control modulante con regulación integrada (UE Market)
| UG045HD103 | Gas-fired humidifier 45 kg/h - 230 Vac 1~(USA market) | Umidificatore a gas 45 kg/h - 230 Vac 1~, controllo modulante con regolazione integrata (meracto USA) | Gas-fired humidifier 45 kg/h - 230 Vac 1~(USA market) | Humidificateur à gaz 45 kg/h - 230 Vac 1~ (USA Market) | Gas-Dampfbefeuchter 45 kg/h - 230 Vac 1~ (USA Market) | humidificador a gas 45 kg/h - 230 Vca 1~, control modulante con regulación integrada (USA Market)
| UG090HD103 | Gas-fired humidifier 90 kg/h - 230 Vac 1~ (USA market) | Umidificatore a gas 90 kg/h - 230 Vac 1~, controllo modulante con regolazione integrata (mercato USA) | Gas-fired humidifier 90 kg/h - 230 Vac 1~ (USA market) | Humidificateur à gaz 90 kg/h - 230 Vac 1~ (USA Market) | Gas-Dampfbefeuchter 90 kg/h - 230 Vac 1~ (USA Market) | humidificador a gas 90 kg/h - 230 Vca 1~, control modulante con regulación integrada (USA Market)
| UG180HD103 | Gas-fired humidifier 180 kg/h - 230 Vac 1~ (USA market) | Umidificatore a gas 180 kg/h - 230 Vac 1~, controllo modulante con regolazione integrata (mercato USA) | Gas-fired humidifier 180 kg/h - 230 Vac 1~ (USA market) | Humidificateur à gaz 180 kg/h - 230 Vac 1 ~(USA Market) | Gas-Dampfbefeuchter 180 kg/h - 230 Vac 1~ (USA Market) | humidificador a gas 180 kg/h - 230 Vca 1~, control modulante con regulación integrada (USA Market)
| WARNING | WARNING: the pre-heating must be supplied by an external device | ATTENZIONE: il preriscaldo deve essere fornito da un dispositivo esterno | WARNING: the pre-heating must be supplied by an external device | WARNING: the pre-heating must be supplied by an external device | WARNING: the pre-heating must be supplied by an external device | WARNING: the pre-heating must be supplied by an external device
| WARNING: the input steam flow generates condensation | WARNING: the input steam flow generates condensation | ATTENZIONE: la portata di vapore indicata genera condensazione | WARNING: the input steam flow generates condensation | ATTENTION - le jet de vapeur indiqué produit de la condensation | ACHTUNG: Der angegebene Dampffluss führt zur Kondensatbildung
|  | View Partial net prices | Visuallizzare prezzi netti parziali | View Partial net prices | View Partial net prices | View Partial net prices | View Partial net prices
|  | WTS revers osmosis system | Sistema WTS a osmosi inversa | WTS revers osmosis system | WTS revers osmosis system | WTS revers osmosis system | WTS revers osmosis system
| ROL1005U00 | Reverse osmosis system 100 l / h - 230V 50Hz - for steel | Sistema osmosi inversa 100 l/h – 230V 50Hz – per acciaio | Reverse osmosis system 100 l / h - 230V 50Hz - for steel | Reverse osmosis system 100 l / h - 230V 50Hz - for steel | Reverse osmosis system 100 l / h - 230V 50Hz - for steel | Reverse osmosis system 100 l / h - 230V 50Hz - for steel
| ROL1006U00 | Reverse osmosis system 100 l / h - 230V 60Hz - for steel | Sistema osmosi inversa 100 l/h – 230V 60Hz – per acciaio | Reverse osmosis system 100 l / h - 230V 60Hz - for steel | Reverse osmosis system 100 l / h - 230V 60Hz - for steel | Reverse osmosis system 100 l / h - 230V 60Hz - for steel | Reverse osmosis system 100 l / h - 230V 60Hz - for steel
| ROL3205U00 | Reverse osmosis system 320 l / h - 230V 50Hz - for steel | Sistema osmosi inversa 320 l/h – 230V 50Hz – per acciaio | Reverse osmosis system 320 l / h - 230V 50Hz - for steel | Reverse osmosis system 320 l / h - 230V 50Hz - for steel | Reverse osmosis system 320 l / h - 230V 50Hz - for steel | Reverse osmosis system 320 l / h - 230V 50Hz - for steel
| ROL3206U00 | Reverse osmosis system 320 l / h - 230V 60Hz - for steel | Sistema osmosi inversa 320 l/h – 230V 60Hz – per acciaio | Reverse osmosis system 320 l / h - 230V 60Hz - for steel | Reverse osmosis system 320 l / h - 230V 60Hz - for steel | Reverse osmosis system 320 l / h - 230V 60Hz - for steel | Reverse osmosis system 320 l / h - 230V 60Hz - for steel
| ROC0605000 | Reverse osmosis system 60 l / h - 230V 50Hz - for steel | Sistema osmosi inversa 60 l/h – 230V 50Hz – per acciaio | Reverse osmosis system 60 l / h - 230V 50Hz - for steel | Reverse osmosis system, 60 l/h – 230V 50 Hz – for steel | Reverse osmosis system, 60 l/h – 230V 50 Hz – for steel | Reverse osmosis system, 60 l/h – 230V 50 Hz – for steel
| ROC0606000 | Reverse osmosis system 60 l / h - 230V 60Hz - for steel | Sistema osmosi inversa 60 l/h – 230V 60Hz – per acciaio | Reverse osmosis system 60 l / h - 230V 60Hz - for steel | Reverse osmosis system 60 l / h - 230V 60Hz - for steel | Reverse osmosis system 60 l / h - 230V 60Hz - for steel | Reverse osmosis system 60 l / h - 230V 60Hz - for steel
| ROC025500N | WTS compact 25 KG/H with pump | WTS compact 25 KG/H CON POMPA | WTS compact 25 KG/H with pump | WTS compact 25 KG/H with pump | WTS compact 25 KG/H with pump | WTS compact 25 KG/H with pump
|  | grid frequency | Frequenza di rete | grid frequency | grid frequency | grid frequency | grid frequency
| ROKC00KTVE | Kit expansion vessel with hoses and fittings | Kit vaso di espansione con tubi e raccordi | Kit expansion vessel with hoses and fittings | Kit expansion vessel with hoses and fittings | Kit expansion vessel with hoses and fittings | Kit expansion vessel with hoses and fittings
| AUC1000000 | AUTOCLAVE 100 Liters (expansion vessel) | AUTOCLAVE 100 LITRI VERTICALE (Vaso di espansione) | AUTOCLAVE 100 Liters (expansion vessel) | AUTOCLAVE 100 Liters (expansion vessel) | AUTOCLAVE 100 Liters (expansion vessel) | AUTOCLAVE 100 Liters (expansion vessel)
| AUC2000000 | AUTOCLAVE 200 Liters (expansion vessel) | AUTOCLAVE 200 LITRI VERTICALE (vaso di espansione) | AUTOCLAVE 200 Liters (expansion vessel) | AUTOCLAVE 200 Liters (expansion vessel) | AUTOCLAVE 200 Liters (expansion vessel) | AUTOCLAVE 200 Liters (expansion vessel)
| AUC3000000 | AUTOCLAVE 300 Liters (expansion vessel) | AUTOCLAVE 300 LITRI VERTICALE (vaso di espansione) | AUTOCLAVE 300 Liters (expansion vessel) | AUTOCLAVE 300 Liters (expansion vessel) | AUTOCLAVE 300 Liters (expansion vessel) | AUTOCLAVE 300 Liters (expansion vessel)
| ROKL00AS01 | Antiscale liquid 25Kg (antiscalant) | Antiscalant 25Kg | Antiscale liquid 25Kg (antiscalant) | Antiscale liquid 25Kg (antiscalant) | Antiscale liquid 25Kg (antiscalant) | Antiscale liquid 25Kg (antiscalant)
| ROKL00AS00 | Antiscale liquid NSF- 25Kg (antiscalant) | Antiscalant NSF - 25Kg | Antiscale liquid NSF- 25Kg (antiscalant) | Antiscale liquid NSF- 25Kg (antiscalant) | Antiscale liquid NSF- 25Kg (antiscalant) | Antiscale liquid NSF- 25Kg (antiscalant)
|  | No NSF Certification | Senza Certificazione NSF | No NSF Certification | No NSF Certification | No NSF Certification | No NSF Certification
|  | With NSF Certification | Con Certificazione NSF | With NSF Certification | With NSF Certification | With NSF Certification | With NSF Certification
|  | Net price | Prezzo netto | Net price | Net price | Net price | Net price
|  | For short absorption distance, take into account the installation of ultimateSAM distributors | Per brevi distanze di assorbimento, valutare l'installazione di distributori ultimateSAM | For short absorption distance, take into account the installation of ultimateSAM distributors | For short absorption distance, take into account the installation of ultimateSAM distributors | For short absorption distance, take into account the installation of ultimateSAM distributors | For short absorption distance, take into account the installation of ultimateSAM distributors
[3] Durata massima in cantiere: 4 h. Attività: Aiuto tecnico-pratico all'installatore per i collegamenti - idrici - di segnale interni della macchina - per la distribuzione del vapore (posizionamento lance previo forature già predisposte da parte del cliente) - AVVIAMENTO UMIDIFICATORE
|  | Note: | Note: | Note: | Note: | Note: | Note:
|  | HMCOMMKF0 | HMCOMMKF0 | HMCOMMKF0 | HMCOMMKF0 | HMCOMMKF0 | HMCOMMKF0
|  | HMMTCT000 | HMMTCT000 | HMMTCT000 | HMMTCT000 | HMMTCT000 | HMMTCT000
|  | Choise of the Steam Distributor (if required) | Scelta del distributore di vapore (se richiesto) | Choise of the Steam Distributor (if required) | Choise of the Steam Distributor (if required) | Choise of the Steam Distributor (if required) | Choise of the Steam Distributor (if required)
|  | Steam distributor suggested automatically by the tool | Distributore di vapore suggerito automaticamente dal tool | Steam distributor suggested automatically by the tool | Steam distributor suggested automatically by the tool | Steam distributor suggested automatically by the tool | Steam distributor suggested automatically by the tool
|  | Choice of steam distributor by the user (not automatically by the tool) | Scelta del distributore di vapore dall'utente (non automaticamente dal tool) | Choice of steam distributor by the user (not automatically by the tool) | Choice of steam distributor by the user (not automatically by the tool) | Choice of steam distributor by the user (not automatically by the tool) | Choice of steam distributor by the user (not automatically by the tool)
|  | Insert the required Steam Distributor code(1) | Inserisci il codice del Distributore di vapore desiderato (1) | Insert the required Steam Distributor code(1) | Insert the required Steam Distributor code(1) | Insert the required Steam Distributor code(1) | Insert the required Steam Distributor code(1)
|  | Attention! DP code non recognized | ATTENZIONE: Codice del DP non riconosciuto | Attention! DP code non recognized | Attention! DP code non recognized | Attention! DP code non recognized | Attention! DP code non recognized
|  | Steam distributor code | Codice del Distributore di Vapore | Steam distributor code | Steam distributor code | Steam distributor code | Steam distributor code
|  | (1)"Special application" DP code included | (1) Comprende anche DP per applicazioni speciali | (1)"Special application" DP code included | (1)"Special application" DP code included | (1)"Special application" DP code included | (1)"Special application" DP code included
|  | Humidification load | Carico di umidificazione | Humidification load | Humidification load | Humidification load | Humidification load
|  | Internal lenght | Lunghezza interna | Internal lenght | Internal lenght | Internal lenght | Internal lenght
|  | STEP 4 | STEP 4 | STEP 4 | STEP 4 | STEP 4 | STEP 4
|  | Chosen by the tool | Scelto automaticamente dal tool | Chosen by the tool | Chosen by the tool | Chosen by the tool | Chosen by the tool
|  | Chosen by the user | Scelto dall'utente | Chosen by the user | Chosen by the user | Chosen by the user | Chosen by the user
|  | Currency | Valuta | Currency | Monnaie | Währung | Moneda
|  | Exchange rate | Tasso di cambio | Exchange rate | Taux de change | Wechselkurs | Cambio
ENGLISH
ENGLISH
ENGLISH
ITALIANO | Ultima selezione
ENGLISH
FRANÇAIS
DEUTSCH
ESPAÑOL
UE130XL000010440UG180HD002010440 | Macro
|  | Commissioning | Avviamento della macchina | Commissioning
|  | Commissioning WTS system | Avviamento del WTS | Commissioning WTS system
|  | Commissioning for the 1st humidification system | Avviamento della prima macchina | Commissioning for the 1st humidification system
|  | Commissioning for the first 2 humidification systems | Avviamento per le prime due macchine | Commissioning for the first 2 humidification systems
|  | Commissioning for EXTRA humidification system | Avviamento Macchine Extra | Commissioning for EXTRA humidification system
(Prezzo valido per distanze inferiori a 50 Km dal centro di assistenza)
|  | Commissioning for the 1st WTS system | Avviamento WTS della prima macchina | Commissioning for the 1st WTS system
|  | Commissioning for EXTRA WTS system | Avviamento WTS macchine EXTRA | Commissioning for EXTRA WTS system
|  | Training- 2 h at yard | Training Teorico-2h in cantiere | Training- 2 h at yard
|  | Contact Carel S.p.a | Contattare Carel S.p.a | Contact Carel S.p.a | Contacter Carel S.p.a | Bitte das CAREL KONTAKTIEREN | Pongase en contacto con Carel S.p.a
|  | Attention! Number of humidifiers and number of commissioning are not equal | Attenzione! Il numero delle Macchine è diverso dal numero di avviamenti | Attention! Number of humidifiers and number of commissioning are not equal
|  | Total | Totale | Total
|  | Total Service Costs | Tot Costo servizi | Total Service Costs
|  | Tecnical and practical support | Supporto tecnico pratico | Tecnical and practical support
|  | [1] Commissioning not included | [1] Non include avviamento | [1] Commissioning not included
[2]Incontro con capocantiere per consulenza tecnica nella fase di pre-installazione (ad umidificatore già venduto) per tipologia di umidificatore con spiegazione dello stesso (Manuale d'uso alla mano). Compilazione di una check list approfondita riferita al manuale d'uso utilizzato (cod. manuale + pagina di riferimento).
ITALIANO
Note on A519: Raul Simonetti: Simonetti 27-10-10
Note on B519: Raul Simonetti: Simonetti 27-10-10
Note on C519: Raul Simonetti: Simonetti 27-10-10
Note on D519: Raul Simonetti: Simonetti 27-10-10
Note on E519: Raul Simonetti: Simonetti 27-10-10
Note on F519: Raul Simonetti: Simonetti 27-10-10
Note on G519: Raul Simonetti: Simonetti 27-10-10
Note on H519: Raul Simonetti: Simonetti 27-10-10

## GRAFICI (hidden)
Coeff. Psat |  | Altri coefficienti
-5674.359 | -5800.2206 | c.s. aria J/(°C*g)= |  | 1.006 |  |  |  | Errore nella prima iterazione |  |  |  | 0
6.3925 | 1.3915 | c.s. vapo J/(°C*g)= |  | 1.805 |  |  |  | Valore di k della prima iterazione |  |  |  | 3
-0.0096778 | -0.04864 | c latente J/g= |  | 2501
6.2216e-07 | 4.1765e-05 | R Joule/Kmole*°K= |  | 8313.6
2.0748e-09 | -1.4452e-08 | P atm Pa = |  | 101325 |  |  |  | Numero massimo di umidificatori ammissibili |  |  |  | 1 | Valore massimo 99
-9.484e-13 | 0 | f s |  | 1.004 |  |  |  | Percentuale da cui considerare la portata |  |  |  | 50%
4.1635 | 6.546 | 0 °C = °K |  | 273.15
t start °C | -5 | [6 empty] | Visualezzare possibilità raccordi (Si o No?) |  |  |  | Si
t step °C | 2 | [6 empty] | Limite altezza condotta mm |  |  |  | 200
H slm m | 0
[13 empty] | h | h | h | h | h | h | h | h | h | h | h | h | h | h | h | h | h | h | h | h | h | h | h | h | h | h | h | h | h | h | h
[13 empty] | 1.1691 | 4.3435 | 7.7149 | 11.2076 | 14.816 | 18.6445 | 22.7196 | 27.0705 | 31.7296 | 36.7325 | 42.1186 | 47.9315 | 54.2192 | 61.0351 | 68.4379 | 76.4931 | 85.2731 | 94.8584 | 105.339 | 116.8151 | 129.3992 | 143.2173 | 158.4118 | 175.1436 | 193.5954 | 213.976 | 236.5244 | 261.5162 | 289.271 | 320.1615 | 354.6254
|  |  | x da UR | [9 empty] | -5 | -3 | -1 | 1 | 3 | 5 | 7 | 9 | 11 | 13 | 15 | 17 | 19 | 21 | 23 | 25 | 27 | 29 | 31 | 33 | 35 | 37 | 39 | 41 | 43 | 45 | 47 | 49 | 51 | 53 | 55
t °C | T °K | Pvs Pa | 10% | 20% | 30% | 40% | 50% | 60% | 70% | 80% | 90% | 100% | 2.4876 | 2.9498 | 3.4895 | 4.0761 | 4.7071 | 5.424 | 6.237 | 7.1572 | 8.1971 | 9.3701 | 10.6914 | 12.1775 | 13.8466 | 15.719 | 17.817 | 20.1652 | 22.791 | 25.7249 | 29.0005 | 32.6557 | 36.7327 | 41.2789 | 46.3475 | 51.999 | 58.3016 | 65.3336 | 73.1842 | 81.9566 | 91.7701 | 102.7639 | 115.1014
-5 | 268.15 | 402.0293 | 0.24787 | 0.49594 | 0.7442 | 0.99267 | 1.2413 | 1.4902 | 1.7392 | 1.9885 | 2.238 | 2.4876 | 2.4876 | 3.7615 | 5.1144 | 6.516 | 7.964 | 9.5003 | 11.1356 | 12.8816 | 14.7512 | 16.7588 | 18.9202 | 21.2528 | 23.776 | 26.5111 | 29.4818 | 32.7142 | 36.2375 | 40.084 | 44.2898 | 48.895 | 53.9448 | 59.4899 | 65.5873 | 72.3015 | 79.706 | 87.8845 | 96.9329 | 106.9618 | 118.0995 | 130.4955 | 144.3254
-3 | 270.15 | 476.3693 | 0.29373 | 0.58773 | 0.88201 | 1.1766 | 1.4714 | 1.7665 | 2.0619 | 2.3576 | 2.6536 | 2.9498 | 1.6778 | 2.9498 | 4.3007 | 5.7003 | 7.1462 | 8.6803 | 10.3132 | 12.0567 | 13.9236 | 15.9283 | 18.0866 | 20.4158 | 22.9354 | 25.6666 | 28.6329 | 31.8607 | 35.3789 | 39.2198 | 43.4195 | 48.0181 | 53.0606 | 58.5976 | 64.6862 | 71.3907 | 78.7845 | 86.9512 | 95.9865 | 106.0009 | 117.1224 | 129.5005 | 143.3104
-1 | 272.15 | 563.0374 | 0.34719 | 0.69478 | 1.0427 | 1.3911 | 1.7399 | 2.089 | 2.4385 | 2.7885 | 3.1388 | 3.4895 | 0.87032 | 2.1405 | 3.4895 | 4.887 | 6.3308 | 7.8627 | 9.4933 | 11.2342 | 13.0985 | 15.1003 | 17.2554 | 19.5813 | 22.0972 | 24.8244 | 27.7865 | 31.0096 | 34.5227 | 38.3581 | 42.5517 | 47.1436 | 52.1789 | 57.7079 | 63.7877 | 70.4825 | 77.8657 | 86.0205 | 95.0427 | 105.0427 | 116.1482 | 128.5084 | 142.2984
1 | 274.15 | 657.0717 | 0.40522 | 0.81097 | 1.2172 | 1.624 | 2.0314 | 2.4393 | 2.8477 | 3.2566 | 3.6661 | 4.0761 | 0.065165 | 1.3335 | 2.6805 | 4.0761 | 5.5178 | 7.0475 | 8.6757 | 10.4141 | 12.2757 | 14.2746 | 16.4266 | 18.7492 | 21.2614 | 23.9847 | 26.9425 | 30.161 | 33.669 | 37.4989 | 41.6864 | 46.2717 | 51.2997 | 56.8208 | 62.8918 | 69.577 | 76.9494 | 85.0925 | 94.1018 | 104.0873 | 115.1768 | 127.5191 | 141.2892
3 | 276.15 | 758.0312 | 0.46753 | 0.93576 | 1.4047 | 1.8743 | 2.3447 | 2.8157 | 3.2875 | 3.76 | 4.2332 | 4.7071 | -0.73767 | 0.52883 | 1.8739 | 3.2675 | 4.7071 | 6.2346 | 7.8605 | 9.5964 | 11.4552 | 13.4513 | 15.6002 | 17.9194 | 20.4281 | 23.1474 | 26.101 | 29.3148 | 32.8178 | 36.6421 | 40.8237 | 45.4024 | 50.4231 | 55.9362 | 61.9984 | 68.674 | 76.0359 | 84.1672 | 93.1635 | 103.1346 | 114.2081 | 126.5327 | 140.283
5 | 278.15 | 872.4867 | 0.53818 | 1.0773 | 1.6173 | 2.1583 | 2.7002 | 3.2431 | 3.7869 | 4.3317 | 4.8774 | 5.424 | -1.5382 | -0.27352 | 1.0697 | 2.4612 | 3.8988 | 5.424 | 7.0476 | 8.781 | 10.6372 | 12.6304 | 14.7762 | 17.0921 | 19.5971 | 22.3126 | 25.2619 | 28.4711 | 31.969 | 35.7879 | 39.9634 | 44.5355 | 49.549 | 55.0542 | 61.1077 | 67.7737 | 75.1249 | 83.2446 | 92.2279 | 102.1847 | 113.2423 | 125.5491 | 139.2796
7 | 280.15 | 1001.9596 | 0.61812 | 1.2375 | 1.8581 | 2.4799 | 3.103 | 3.7273 | 4.3528 | 4.9796 | 5.6077 | 6.237 | -2.3364 | -1.0736 | 0.26769 | 1.6572 | 3.0927 | 4.6158 | 6.237 | 7.968 | 9.8215 | 11.8118 | 13.9545 | 16.2671 | 18.7685 | 21.4801 | 24.4252 | 27.6297 | 31.1227 | 34.936 | 39.1055 | 43.6711 | 48.6774 | 54.1747 | 60.2195 | 66.8759 | 74.2166 | 82.3246 | 91.295 | 101.2375 | 112.2792 | 124.5684 | 138.2792
9 | 282.15 | 1148.109 | 0.70839 | 1.4184 | 2.13 | 2.8433 | 3.5581 | 4.2747 | 4.9928 | 5.7126 | 6.4341 | 7.1572 | -3.1324 | -1.8713 | -0.53198 | 0.85556 | 2.289 | 3.8099 | 5.4288 | 7.1572 | 9.0081 | 10.9956 | 13.1352 | 15.4445 | 17.9423 | 20.65 | 23.5908 | 26.7908 | 30.2788 | 34.0866 | 38.2502 | 42.8092 | 47.8083 | 53.2977 | 59.3338 | 65.9807 | 73.3109 | 81.4072 | 90.3648 | 100.293 | 111.3189 | 123.5905 | 137.2816
11 | 284.15 | 1312.7394 | 0.8101 | 1.6223 | 2.4366 | 3.2531 | 4.0717 | 4.8924 | 5.7153 | 6.5404 | 7.3676 | 8.1971 | -3.926 | -2.6668 | -1.3294 | 0.056189 | 1.4876 | 3.0063 | 4.6229 | 6.3488 | 8.1971 | 10.1817 | 12.3183 | 14.6242 | 17.1185 | 19.8223 | 22.7589 | 25.9543 | 29.4373 | 33.2397 | 37.3972 | 41.9497 | 46.9417 | 52.4232 | 58.4507 | 65.0881 | 72.4078 | 80.4925 | 89.4373 | 99.3513 | 110.3614 | 122.6153 | 136.2868
13 | 286.15 | 1497.8108 | 0.92448 | 1.8517 | 2.7817 | 3.7145 | 4.65 | 5.5884 | 6.5296 | 7.4736 | 8.4204 | 9.3701 | -4.7174 | -3.46 | -2.1245 | -0.74089 | 0.68846 | 2.205 | 3.8193 | 5.5428 | 7.3883 | 9.3701 | 11.5037 | 13.8063 | 16.297 | 18.9969 | 21.9294 | 25.1202 | 28.5982 | 32.3951 | 36.5468 | 41.0927 | 46.0776 | 51.5512 | 57.5701 | 64.198 | 71.5072 | 79.5804 | 88.5124 | 98.4122 | 109.4065 | 121.643 | 135.2949
15 | 288.15 | 1705.4478 | 1.0528 | 2.1093 | 3.1693 | 4.2329 | 5.3001 | 6.371 | 7.4456 | 8.5238 | 9.6057 | 10.6914 | -5.5065 | -4.2509 | -2.9173 | -1.5357 | -0.10839 | 1.406 | 3.0179 | 4.739 | 6.5819 | 8.5609 | 10.6914 | 12.9907 | 15.4779 | 18.1739 | 21.1022 | 24.2885 | 27.7615 | 31.553 | 35.6987 | 40.2382 | 45.2159 | 50.6818 | 56.6921 | 63.3105 | 70.6092 | 78.6709 | 87.5901 | 97.4758 | 108.4544 | 120.6734 | 134.3059
17 | 290.15 | 1937.9488 | 1.1967 | 2.3979 | 3.6038 | 4.8144 | 6.0297 | 7.2497 | 8.4744 | 9.704 | 10.9383 | 12.1775 | -6.2934 | -5.0395 | -3.7079 | -2.3282 | -0.90296 | 0.60927 | 2.2189 | 3.9375 | 5.7778 | 7.7539 | 9.8814 | 12.1775 | 14.6611 | 17.3533 | 20.2774 | 23.4591 | 26.9271 | 30.7133 | 34.8531 | 39.3861 | 44.3567 | 49.8148 | 55.8165 | 62.4254 | 69.7138 | 77.764 | 86.6705 | 96.5421 | 107.5051 | 119.7066 | 133.3197
19 | 292.15 | 2197.7964 | 1.3575 | 2.7209 | 4.0902 | 5.4656 | 6.8471 | 8.2346 | 9.6283 | 11.0282 | 12.4343 | 13.8466 | -7.078 | -5.826 | -4.4962 | -3.1185 | -1.6953 | -0.18519 | 1.4222 | 3.1383 | 4.976 | 6.9493 | 9.0737 | 11.3665 | 13.8466 | 16.535 | 19.4549 | 22.6321 | 26.0952 | 29.876 | 34.0099 | 38.5364 | 43.4999 | 48.9502 | 54.9434 | 61.543 | 68.821 | 76.8597 | 85.7535 | 95.611 | 106.5584 | 118.7426 | 132.3362
21 | 294.15 | 2487.6671 | 1.5369 | 3.0815 | 4.6337 | 6.1937 | 7.7614 | 9.337 | 10.9205 | 12.512 | 14.1114 | 15.719 | -7.8604 | -6.6101 | -5.2822 | -3.9065 | -2.4853 | -0.9774 | 0.62767 | 2.3414 | 4.1764 | 6.1469 | 8.2684 | 10.5579 | 13.0344 | 15.719 | 18.6348 | 21.8075 | 25.2656 | 29.041 | 33.169 | 37.6891 | 42.6456 | 48.0882 | 54.0728 | 60.663 | 67.9306 | 75.9579 | 84.8391 | 94.6826 | 105.6144 | 117.7813 | 131.3556
23 | 296.15 | 2810.4419 | 1.7369 | 3.4836 | 5.24 | 7.0064 | 8.7827 | 10.5691 | 12.3656 | 14.1724 | 15.9895 | 17.817 | -8.6406 | -7.3921 | -6.0661 | -4.6923 | -3.2731 | -1.7673 | -0.16457 | 1.5467 | 3.3792 | 5.3469 | 7.4653 | 9.7516 | 12.2246 | 14.9053 | 17.817 | 20.9852 | 24.4384 | 28.2085 | 32.3306 | 36.8443 | 41.7937 | 47.2286 | 53.2047 | 59.7855 | 67.0428 | 75.0587 | 83.9273 | 93.7568 | 104.6731 | 116.8227 | 130.3777
25 | 298.15 | 3169.2165 | 1.9593 | 3.9311 | 5.9153 | 7.9122 | 9.9218 | 11.9442 | 13.9797 | 16.0282 | 18.09 | 20.1652 | -9.4186 | -8.1718 | -6.8477 | -5.4759 | -4.0587 | -2.5551 | -0.95455 | 0.75429 | 2.5842 | 4.5491 | 6.6645 | 8.9475 | 11.417 | 14.094 | 17.0015 | 20.1652 | 23.6136 | 27.3782 | 31.4945 | 36.0018 | 40.9442 | 46.3714 | 52.3391 | 58.9105 | 66.1576 | 74.1621 | 83.0181 | 92.8337 | 103.7345 | 115.8668 | 129.4027
27 | 300.15 | 3567.3118 | 2.2063 | 4.4284 | 6.6663 | 8.9203 | 11.1905 | 13.4771 | 15.7802 | 18.1002 | 20.437 | 22.791 | -10.1944 | -8.9494 | -7.6271 | -6.2573 | -4.8421 | -3.3405 | -1.7423 | -0.035875 | 1.7914 | 3.7535 | 5.8659 | 8.1457 | 10.6118 | 13.2849 | 16.1883 | 19.3475 | 22.791 | 26.5504 | 30.6608 | 35.1618 | 40.0972 | 45.5166 | 51.4759 | 58.038 | 65.2748 | 73.268 | 82.1114 | 91.9131 | 102.7985 | 114.9137 | 128.4304
29 | 302.15 | 4008.2853 | 2.4802 | 4.9802 | 7.5003 | 10.0408 | 12.6018 | 15.1837 | 17.7867 | 20.411 | 23.057 | 25.7249 | -10.9679 | -9.7247 | -8.4043 | -7.0364 | -5.6232 | -4.1238 | -2.5278 | -0.82381 | 1.0009 | 2.9602 | 5.0697 | 7.3462 | 9.8088 | 12.4782 | 15.3774 | 18.5322 | 21.9708 | 25.7249 | 29.8295 | 34.3241 | 39.2525 | 44.6643 | 50.6151 | 57.168 | 64.3945 | 72.3764 | 81.2073 | 90.9952 | 101.8652 | 113.9632 | 127.4608
31 | 304.15 | 4495.9412 | 2.7833 | 5.5915 | 8.4252 | 11.2845 | 14.1699 | 17.0817 | 20.0203 | 22.9861 | 25.9793 | 29.0005 | -11.7393 | -10.4979 | -9.1793 | -7.8133 | -6.4022 | -4.9049 | -3.3111 | -1.6095 | 0.2126 | 2.1692 | 4.2756 | 6.549 | 9.0081 | 11.6737 | 14.5689 | 17.7192 | 21.1529 | 24.9017 | 29.0005 | 33.4887 | 38.4102 | 43.8143 | 49.7568 | 56.3004 | 63.5167 | 71.4874 | 80.3058 | 90.0799 | 100.9345 | 113.0155 | 126.494
33 | 306.15 | 5034.3421 | 3.1182 | 6.2679 | 9.4494 | 12.6634 | 15.9102 | 19.1904 | 22.5046 | 25.8531 | 29.2367 | 32.6557 | -12.5085 | -11.2688 | -9.9521 | -8.5881 | -7.1789 | -5.6837 | -4.0922 | -2.393 | -0.57347 | 1.3804 | 3.4838 | 5.754 | 8.2096 | 10.8715 | 13.7626 | 16.9084 | 20.3373 | 24.0808 | 28.1739 | 32.6557 | 37.5703 | 42.9668 | 48.9008 | 55.4353 | 62.6414 | 70.6008 | 79.4068 | 89.1671 | 100.0064 | 112.0704 | 125.5299
35 | 308.15 | 5627.8194 | 3.4879 | 7.0151 | 10.5823 | 14.1903 | 17.8396 | 21.531 | 25.2653 | 29.0431 | 32.8654 | 36.7327 | -13.2756 | -12.0376 | -10.7228 | -9.3607 | -7.9534 | -6.4604 | -4.8711 | -3.1743 | -1.3573 | 0.59376 | 2.6943 | 4.9612 | 7.4134 | 10.0715 | 12.9585 | 16.0999 | 19.524 | 23.2622 | 27.3495 | 31.8251 | 36.7327 | 42.1217 | 48.0473 | 54.5726 | 61.7686 | 69.7168 | 78.5104 | 88.2569 | 99.081 | 111.1279 | 124.5685
37 | 310.15 | 6280.9855 | 3.8952 | 7.8395 | 11.8339 | 15.8792 | 19.9766 | 24.1268 | 28.3311 | 32.5905 | 36.9061 | 41.2789 | -14.0405 | -12.8042 | -11.4913 | -10.131 | -8.7258 | -7.2348 | -5.6478 | -3.9534 | -2.139 | -0.19063 | 1.9069 | 4.1707 | 6.6194 | 9.2738 | 12.1567 | 15.2938 | 18.713 | 22.446 | 26.5275 | 30.9968 | 35.8975 | 41.2789 | 47.1962 | 53.7123 | 60.8982 | 68.8352 | 77.6164 | 87.3493 | 98.1581 | 110.1881 | 123.6098
39 | 312.15 | 6998.7438 | 4.3435 | 8.748 | 13.2149 | 17.7456 | 22.3414 | 27.0036 | 31.7339 | 36.5336 | 41.4042 | 46.3475 | -14.8032 | -13.5687 | -12.2576 | -10.8993 | -9.496 | -8.0071 | -6.4224 | -4.7303 | -2.9184 | -0.97282 | 1.1218 | 3.3824 | 5.8277 | 8.4783 | 11.3572 | 14.4898 | 17.9043 | 21.632 | 25.7078 | 30.1708 | 35.0647 | 40.4385 | 46.3475 | 52.8544 | 60.0302 | 67.9561 | 76.725 | 86.4442 | 97.2379 | 109.251 | 122.6538
41 | 314.15 | 7786.301 | 4.836 | 9.7478 | 14.7372 | 19.8061 | 24.9563 | 30.1898 | 35.5087 | 40.915 | 46.4111 | 51.999 | -15.5638 | -14.3311 | -13.0218 | -11.6654 | -10.2641 | -8.7773 | -7.1947 | -5.505 | -3.6957 | -1.7528 | 0.33888 | 2.5963 | 5.0381 | 7.6851 | 10.5599 | 13.6882 | 17.0979 | 20.8203 | 24.8904 | 29.3472 | 34.2342 | 39.6004 | 45.5012 | 51.999 | 59.1647 | 67.0795 | 75.8361 | 85.5416 | 96.3202 | 108.3165 | 121.7005
43 | 316.15 | 8649.1777 | 5.3766 | 10.8469 | 16.4135 | 22.0789 | 27.8457 | 33.7168 | 39.6949 | 45.783 | 51.9842 | 58.3016 | -16.3223 | -15.0913 | -13.7838 | -12.4293 | -11.03 | -9.5452 | -7.9649 | -6.2776 | -4.4708 | -2.5306 | -0.44186 | 1.8124 | 4.2508 | 6.894 | 9.7649 | 12.8887 | 16.2937 | 20.0109 | 24.0753 | 28.5258 | 33.406 | 38.7647 | 44.6572 | 51.1459 | 58.3016 | 66.2053 | 74.9497 | 84.6416 | 95.4051 | 107.3846 | 120.7498
45 | 318.15 | 9593.2199 | 5.9691 | 12.0538 | 18.2576 | 24.584 | 31.0367 | 37.6195 | 44.3364 | 51.1914 | 58.189 | 65.3336 | -17.0786 | -15.8493 | -14.5437 | -13.1911 | -11.7937 | -10.3111 | -8.7329 | -7.048 | -5.2437 | -3.3063 | -1.2204 | 1.0307 | 3.4657 | 6.1052 | 8.9721 | 12.0915 | 15.4917 | 19.2038 | 23.2625 | 27.7068 | 32.5801 | 37.9314 | 43.8156 | 50.2952 | 57.4409 | 65.3336 | 74.0657 | 83.7441 | 94.4925 | 106.4553 | 119.8019
47 | 320.15 | 10624.6103 | 6.6176 | 13.3776 | 20.2845 | 27.3433 | 34.559 | 41.9368 | 49.4823 | 57.2013 | 65.0998 | 73.1842 | -17.8329 | -16.6053 | -15.3015 | -13.9508 | -12.5553 | -11.0748 | -9.4988 | -7.8162 | -6.0145 | -4.0797 | -1.9968 | 0.25117 | 2.6828 | 5.3186 | 8.1815 | 11.2966 | 14.692 | 18.3989 | 22.4519 | 26.89 | 31.7565 | 37.1003 | 42.9764 | 49.4469 | 56.5827 | 64.4643 | 73.1842 | 82.8491 | 93.5825 | 105.5286 | 118.8565
49 | 322.15 | 11749.8791 | 7.3268 | 14.8282 | 22.5107 | 30.3807 | 38.4454 | 46.7119 | 55.188 | 63.8818 | 72.8017 | 81.9566 | -18.585 | -17.3591 | -16.0572 | -14.7083 | -13.3148 | -11.8363 | -10.2626 | -8.5823 | -6.7831 | -4.851 | -2.771 | -0.52618 | 1.902 | 4.5342 | 7.3931 | 10.5038 | 13.8945 | 17.5962 | 21.6436 | 26.0755 | 30.9353 | 36.2716 | 42.1395 | 48.601 | 55.7268 | 63.5974 | 72.3052 | 81.9566 | 92.6751 | 104.6044 | 117.9138
51 | 324.15 | 12975.9155 | 8.1012 | 16.4163 | 24.9538 | 33.7227 | 42.7326 | 51.9935 | 61.5162 | 71.3118 | 81.3922 | 91.7701 | -19.3351 | -18.1109 | -16.8107 | -15.4638 | -14.0722 | -12.5958 | -11.0242 | -9.3463 | -7.5495 | -5.6202 | -3.5431 | -1.3014 | 1.1235 | 3.752 | 6.6068 | 9.7133 | 13.0992 | 16.7958 | 20.8376 | 25.2633 | 30.1163 | 35.4452 | 41.3049 | 47.7574 | 54.8733 | 62.733 | 71.4286 | 81.0666 | 91.7701 | 103.6829 | 116.9737
53 | 326.15 | 14309.9783 | 8.9461 | 18.1533 | 27.6333 | 37.3982 | 47.4612 | 57.8361 | 68.5376 | 79.5814 | 90.9843 | 102.7639 | -20.083 | -18.8606 | -17.5622 | -16.2171 | -14.8275 | -13.3531 | -11.7837 | -10.1081 | -8.3139 | -6.3872 | -4.313 | -2.0744 | 0.34707 | 2.9719 | 5.8228 | 8.9249 | 12.3062 | 15.9976 | 20.0338 | 24.4533 | 29.2996 | 34.6211 | 40.4726 | 46.9162 | 54.0222 | 61.8709 | 70.5545 | 80.1791 | 90.8677 | 102.7639 | 116.0363
55 | 328.15 | 15759.7069 | 9.8668 | 20.0517 | 30.5704 | 41.4394 | 52.6766 | 64.3011 | 76.3332 | 88.7947 | 101.7091 | 115.1014 | -20.8289 | -19.6081 | -18.3116 | -16.9683 | -15.5807 | -14.1083 | -12.5411 | -10.8679 | -9.0761 | -7.1521 | -5.0808 | -2.8453 | -0.42718 | 2.194 | 5.041 | 8.1388 | 11.5153 | 15.2016 | 19.2322 | 23.6456 | 28.4851 | 33.7992 | 39.6427 | 46.0773 | 53.1734 | 61.0112 | 69.6828 | 79.294 | 89.9678 | 101.8475 | 115.1014
umidificazione | Temperatura di partenza |  |  | 19.0011 |  | Temperatura di partenza |  |  | -5 | riscaldamento |  | External Air
| Umidità specifica partenza |  |  | 2.2379 |  | Umidità specifica partenza |  |  | 2.2379 |  |  | -5
2.2379
| Temperatura arrivo |  |  | 19.9058 |  | Temperatura arrivo |  |  | 19.0011
| Umidità specifica arrivo |  |  | 7.2486 |  | Umidità specifica arrivo |  |  | 2.2379
|  | Isoterma |  |  |  |  | Riscaldamento
|  | t | x |  |  |  | t | x
| 1 | 19.0011 | 2.2379 |  |  | 1 | -5 | 2.2379
| 2 | 19.0237 | 2.3632 |  |  | 2 | -4.4 | 2.2379
| 3 | 19.0464 | 2.4885 |  |  | 3 | -3.7999 | 2.2379
| 4 | 19.069 | 2.6137 |  |  | 4 | -3.1999 | 2.2379
| 5 | 19.0916 | 2.739 |  |  | 5 | -2.5999 | 2.2379
| 6 | 19.1142 | 2.8643 |  |  | 6 | -1.9999 | 2.2379
| 7 | 19.1368 | 2.9895 |  |  | 7 | -1.3998 | 2.2379
| 8 | 19.1594 | 3.1148 |  |  | 8 | -0.7998 | 2.2379
| 9 | 19.1821 | 3.2401 |  |  | 9 | -0.19978 | 2.2379
| 10 | 19.2047 | 3.3653 |  |  | 10 | 0.40025 | 2.2379
| 11 | 19.2273 | 3.4906 |  |  | 11 | 1.0003 | 2.2379
| 12 | 19.2499 | 3.6159 |  |  | 12 | 1.6003 | 2.2379
| 13 | 19.2725 | 3.7411 |  |  | 13 | 2.2003 | 2.2379
| 14 | 19.2951 | 3.8664 |  |  | 14 | 2.8004 | 2.2379
| 15 | 19.3178 | 3.9917 |  |  | 15 | 3.4004 | 2.2379
| 16 | 19.3404 | 4.1169 |  |  | 16 | 4.0004 | 2.2379
| 17 | 19.363 | 4.2422 |  |  | 17 | 4.6004 | 2.2379
| 18 | 19.3856 | 4.3675 |  |  | 18 | 5.2005 | 2.2379
| 19 | 19.4082 | 4.4927 |  |  | 19 | 5.8005 | 2.2379
| 20 | 19.4308 | 4.618 |  |  | 20 | 6.4005 | 2.2379
| 21 | 19.4535 | 4.7433 |  |  | 21 | 7.0006 | 2.2379
| 22 | 19.4761 | 4.8685 |  |  | 22 | 7.6006 | 2.2379
| 23 | 19.4987 | 4.9938 |  |  | 23 | 8.2006 | 2.2379
| 24 | 19.5213 | 5.1191 |  |  | 24 | 8.8006 | 2.2379
| 25 | 19.5439 | 5.2443 |  |  | 25 | 9.4007 | 2.2379
| 26 | 19.5666 | 5.3696 |  |  | 26 | 10.0007 | 2.2379
| 27 | 19.5892 | 5.4949 |  |  | 27 | 10.6007 | 2.2379
| 28 | 19.6118 | 5.6201 |  |  | 28 | 11.2008 | 2.2379
| 29 | 19.6344 | 5.7454 |  |  | 29 | 11.8008 | 2.2379
| 30 | 19.657 | 5.8707 |  |  | 30 | 12.4008 | 2.2379
| 31 | 19.6796 | 5.9959 |  |  | 31 | 13.0008 | 2.2379
| 32 | 19.7023 | 6.1212 |  |  | 32 | 13.6009 | 2.2379
| 33 | 19.7249 | 6.2465 |  |  | 33 | 14.2009 | 2.2379
| 34 | 19.7475 | 6.3717 |  |  | 34 | 14.8009 | 2.2379
| 35 | 19.7701 | 6.497 |  |  | 35 | 15.4009 | 2.2379
| 36 | 19.7927 | 6.6223 |  |  | 36 | 16.001 | 2.2379
| 37 | 19.8153 | 6.7475 |  |  | 37 | 16.601 | 2.2379
| 38 | 19.838 | 6.8728 |  |  | 38 | 17.201 | 2.2379
| 39 | 19.8606 | 6.9981 |  |  | 39 | 17.8011 | 2.2379
| 40 | 19.8832 | 7.1233 |  |  | 40 | 18.4011 | 2.2379
| 41 | 19.9058 | 7.2486 |  |  | 41 | 19.0011 | 2.2379

## DESIGN
Choose your language: |  |  | ENGLISH
[11 empty] | fattore | 273.15
INSTRUCTIONS: insert input data in grey cells. Results appear in green cells. | [10 empty] | c.s. aria J/(°C*g)= | 1.006 |  |  |  |  | ENGLISH
[11 empty] | c.s. vapo J/(°C*g)= | 1.805
STEP 1 | [10 empty] | c latente J/g= | 2501
[11 empty] | R Joule/Kmole*°K= | 8313.6
[11 empty] | f s | 1.004
| Altitude a.s.l. |  | 0 | m | [6 empty] | -5674.359 | -5800.2206
[11 empty] | 6.3925 | 1.3915
| External Air | [9 empty] | -0.0096778 | -0.04864
| Relative humidity |  | 90% | rH |  | Specific humidity |  | 2.2379 | g/kg |  | 6.2216e-07 | 4.1765e-05
| Temperature |  | -5 | °C | [6 empty] | 2.0748e-09 | -1.4452e-08
[11 empty] | -9.484e-13 | 0
[11 empty] | 4.1635 | 6.546
Air after the humidifier
| Relative humidity |  | 50% | rH |  | Specific humidity |  | 7.2912 | g/kg |  | Condizioni dell'aria in ingresso |  |  | Condizioni finali dell'aria |  |  | Aria miscelata |  |  | Condizioni dell'aria prima dell'umidificatore
| Temperature |  | 20 | °C | [6 empty] | pressione atm Pascal |  | 101325 | pressione atm Pascal |  | 101325 | pressione atm Pascal |  | 101325 | pressione atm Pascal |  | 101325 |  |  | delt t
| Percentage of recirculation air |  | 0% | [7 empty] | T t OA °K |  | 268.15 | T t OA °K |  | 293.15 | T t OA °K |  | 268.15 | T t OA °K |  | 292.1511 | 19.0011 |  | 0.99888
[11 empty] | Pvs t OA Pascal |  | 402.0293 | Pvs t OA Pascal |  | 2338.8037 | Pvs t OA Pascal |  | 402.0293 | Pvs t OA Pascal |  | 2197.9495
[11 empty] | x OA g/kg |  | 2.2379 | x OA g/kg |  | 7.2912 | x OA g/kg |  | 2.2379 | x OA g/kg |  | 2.2379 |  |  | delta x per il calcolo del carico finale
The following diagram shows the isothermal transformation in red. Blue lines represent curves at a fixed relative humidity, while cyan ones are constant-enthalpy curves. | [16 empty] | Limite di condensazione |  | 2.4912 | [5 empty] | 5.0533
Iterazione per il calcolo della temperatura di setpoint partendo dall'aria prima dell'umidificatore
[11 empty] | f2 | 50%
[11 empty] | t1 | 19.0011
[11 empty] | x1 | 2.2379
[11 empty] | t | 19.0011 | 19.2787 | 19.471 | 19.6043 | 19.6967 | 19.7608 | 19.8052 | 19.836 | 19.8574 | 19.8722 | 19.8825 | 19.8896 | 19.8946 | 19.898 | 19.9004 | 19.9021 | 19.9032 | 19.904 | 19.9046 | 19.9049 | 19.9052 | 19.9054 | 19.9055 | 19.9056 | 19.9057 | 19.9057 | 19.9057 | 19.9058 | 19.9058 | 19.9058 | 19.9058 | 19.9058 | 19.9058 | 19.9058 | 19.9058 | 19.9058 | 19.9058 |  | 19.9058 | 19.9058 | 19.9058 | 19.9058 | 19.9058 | 19.9058 | 19.9058 | 19.9058 | 19.9058 | 19.9058 | 19.9058 | 19.9058 | 19.9058 | 19.9058 | 19.9058 | 19.9058 | 19.9058 | 19.9058 | 19.9058 | 19.9058 | 19.9058 | 19.9058 | 19.9058 | 19.9058 | 19.9058 | 19.9058 | 19.9058 | 19.9058 | 19.9058 | 19.9058 | 19.9058 | 19.9058 | 19.9058 | 19.9058 | 19.9058 | 19.9058 | 19.9058 | 19.9058 | 19.9058 | 19.9058 | 19.9058 | 19.9058 | 19.9058 | 19.9058 | 19.9058 | 19.9058 | 19.9058 | 19.9058 | 19.9058 | 19.9058 | 19.9058 | 19.9058 | 19.9058 | 19.9058 | 19.9058 | 19.9058 | 19.9058 | 19.9058 | 19.9058 | 19.9058 | 19.9058 | 19.9058 | 19.9058 | 19.9058 | 19.9058 | 19.9058 | 19.9058 | 19.9058 | 19.9058 | 19.9058 | 19.9058 | 19.9058 | 19.9058 | 19.9058 | 19.9058 | 19.9058 | 19.9058 | 19.9058 | 19.9058 | 19.9058 | 19.9058 | 19.9058 | 19.9058
[11 empty] | T | 292.1511 | 292.4287 | 292.621 | 292.7543 | 292.8467 | 292.9108 | 292.9552 | 292.986 | 293.0074 | 293.0222 | 293.0325 | 293.0396 | 293.0446 | 293.048 | 293.0504 | 293.0521 | 293.0532 | 293.054 | 293.0546 | 293.0549 | 293.0552 | 293.0554 | 293.0555 | 293.0556 | 293.0557 | 293.0557 | 293.0557 | 293.0558 | 293.0558 | 293.0558 | 293.0558 | 293.0558 | 293.0558 | 293.0558 | 293.0558 | 293.0558 | 293.0558 |  | 293.0558 | 293.0558 | 293.0558 | 293.0558 | 293.0558 | 293.0558 | 293.0558 | 293.0558 | 293.0558 | 293.0558 | 293.0558 | 293.0558 | 293.0558 | 293.0558 | 293.0558 | 293.0558 | 293.0558 | 293.0558 | 293.0558 | 293.0558 | 293.0558 | 293.0558 | 293.0558 | 293.0558 | 293.0558 | 293.0558 | 293.0558 | 293.0558 | 293.0558 | 293.0558 | 293.0558 | 293.0558 | 293.0558 | 293.0558 | 293.0558 | 293.0558 | 293.0558 | 293.0558 | 293.0558 | 293.0558 | 293.0558 | 293.0558 | 293.0558 | 293.0558 | 293.0558 | 293.0558 | 293.0558 | 293.0558 | 293.0558 | 293.0558 | 293.0558 | 293.0558 | 293.0558 | 293.0558 | 293.0558 | 293.0558 | 293.0558 | 293.0558 | 293.0558 | 293.0558 | 293.0558 | 293.0558 | 293.0558 | 293.0558 | 293.0558 | 293.0558 | 293.0558 | 293.0558 | 293.0558 | 293.0558 | 293.0558 | 293.0558 | 293.0558 | 293.0558 | 293.0558 | 293.0558 | 293.0558 | 293.0558 | 293.0558 | 293.0558 | 293.0558 | 293.0558 | 293.0558
[11 empty] | Pvs | 2197.9495 | 2236.3321 | 2263.2618 | 2282.0907 | 2295.224 | 2304.3696 | 2310.7311 | 2315.1524 | 2318.2236 | 2320.3562 | 2321.8366 | 2322.8642 | 2323.5772 | 2324.0721 | 2324.4154 | 2324.6536 | 2324.8189 | 2324.9336 | 2325.0132 | 2325.0684 | 2325.1067 | 2325.1333 | 2325.1517 | 2325.1645 | 2325.1734 | 2325.1795 | 2325.1838 | 2325.1867 | 2325.1888 | 2325.1902 | 2325.1912 | 2325.1919 | 2325.1924 | 2325.1927 | 2325.1929 | 2325.1931 | 2325.1932 |  | 2325.1933 | 2325.1933 | 2325.1934 | 2325.1934 | 2325.1934 | 2325.1934 | 2325.1934 | 2325.1934 | 2325.1935 | 2325.1935 | 2325.1935 | 2325.1935 | 2325.1935 | 2325.1935 | 2325.1935 | 2325.1935 | 2325.1935 | 2325.1935 | 2325.1935 | 2325.1935 | 2325.1935 | 2325.1935 | 2325.1935 | 2325.1935 | 2325.1935 | 2325.1935 | 2325.1935 | 2325.1935 | 2325.1935 | 2325.1935 | 2325.1935 | 2325.1935 | 2325.1935 | 2325.1935 | 2325.1935 | 2325.1935 | 2325.1935 | 2325.1935 | 2325.1935 | 2325.1935 | 2325.1935 | 2325.1935 | 2325.1935 | 2325.1935 | 2325.1935 | 2325.1935 | 2325.1935 | 2325.1935 | 2325.1935 | 2325.1935 | 2325.1935 | 2325.1935 | 2325.1935 | 2325.1935 | 2325.1935 | 2325.1935 | 2325.1935 | 2325.1935 | 2325.1935 | 2325.1935 | 2325.1935 | 2325.1935 | 2325.1935 | 2325.1935 | 2325.1935 | 2325.1935 | 2325.1935 | 2325.1935 | 2325.1935 | 2325.1935 | 2325.1935 | 2325.1935 | 2325.1935 | 2325.1935 | 2325.1935 | 2325.1935 | 2325.1935 | 2325.1935 | 2325.1935 | 2325.1935 | 2325.1935 | 2325.1935 | 2325.1935
[11 empty] | x | 6.8476 | 6.9685 | 7.0534 | 7.1127 | 7.1541 | 7.1829 | 7.203 | 7.2169 | 7.2266 | 7.2334 | 7.238 | 7.2413 | 7.2435 | 7.2451 | 7.2462 | 7.2469 | 7.2474 | 7.2478 | 7.248 | 7.2482 | 7.2483 | 7.2484 | 7.2485 | 7.2485 | 7.2485 | 7.2486 | 7.2486 | 7.2486 | 7.2486 | 7.2486 | 7.2486 | 7.2486 | 7.2486 | 7.2486 | 7.2486 | 7.2486 | 7.2486 |  | 7.2486 | 7.2486 | 7.2486 | 7.2486 | 7.2486 | 7.2486 | 7.2486 | 7.2486 | 7.2486 | 7.2486 | 7.2486 | 7.2486 | 7.2486 | 7.2486 | 7.2486 | 7.2486 | 7.2486 | 7.2486 | 7.2486 | 7.2486 | 7.2486 | 7.2486 | 7.2486 | 7.2486 | 7.2486 | 7.2486 | 7.2486 | 7.2486 | 7.2486 | 7.2486 | 7.2486 | 7.2486 | 7.2486 | 7.2486 | 7.2486 | 7.2486 | 7.2486 | 7.2486 | 7.2486 | 7.2486 | 7.2486 | 7.2486 | 7.2486 | 7.2486 | 7.2486 | 7.2486 | 7.2486 | 7.2486 | 7.2486 | 7.2486 | 7.2486 | 7.2486 | 7.2486 | 7.2486 | 7.2486 | 7.2486 | 7.2486 | 7.2486 | 7.2486 | 7.2486 | 7.2486 | 7.2486 | 7.2486 | 7.2486 | 7.2486 | 7.2486 | 7.2486 | 7.2486 | 7.2486 | 7.2486 | 7.2486 | 7.2486 | 7.2486 | 7.2486 | 7.2486 | 7.2486 | 7.2486 | 7.2486 | 7.2486 | 7.2486 | 7.2486 | 7.2486 | 7.2486
[11 empty] | z | 19.834 | 19.8557 | 19.8709 | 19.8815 | 19.8889 | 19.8941 | 19.8977 | 19.9001 | 19.9019 | 19.9031 | 19.9039 | 19.9045 | 19.9049 | 19.9052 | 19.9054 | 19.9055 | 19.9056 | 19.9057 | 19.9057 | 19.9057 | 19.9058 | 19.9058 | 19.9058 | 19.9058 | 19.9058 | 19.9058 | 19.9058 | 19.9058 | 19.9058 | 19.9058 | 19.9058 | 19.9058 | 19.9058 | 19.9058 | 19.9058 | 19.9058 | 19.9058 |  | 19.9058 | 19.9058 | 19.9058 | 19.9058 | 19.9058 | 19.9058 | 19.9058 | 19.9058 | 19.9058 | 19.9058 | 19.9058 | 19.9058 | 19.9058 | 19.9058 | 19.9058 | 19.9058 | 19.9058 | 19.9058 | 19.9058 | 19.9058 | 19.9058 | 19.9058 | 19.9058 | 19.9058 | 19.9058 | 19.9058 | 19.9058 | 19.9058 | 19.9058 | 19.9058 | 19.9058 | 19.9058 | 19.9058 | 19.9058 | 19.9058 | 19.9058 | 19.9058 | 19.9058 | 19.9058 | 19.9058 | 19.9058 | 19.9058 | 19.9058 | 19.9058 | 19.9058 | 19.9058 | 19.9058 | 19.9058 | 19.9058 | 19.9058 | 19.9058 | 19.9058 | 19.9058 | 19.9058 | 19.9058 | 19.9058 | 19.9058 | 19.9058 | 19.9058 | 19.9058 | 19.9058 | 19.9058 | 19.9058 | 19.9058 | 19.9058 | 19.9058 | 19.9058 | 19.9058 | 19.9058 | 19.9058 | 19.9058 | 19.9058 | 19.9058 | 19.9058 | 19.9058 | 19.9058 | 19.9058 | 19.9058 | 19.9058 | 19.9058 | 19.9058 | 19.9058 | 19.9058
[11 empty] | Dz | 0.83288 | 0.57692 | 0.39981 | 0.27717 | 0.19219 | 0.13329 | 0.09245 | 0.064128 | 0.044486 | 0.030861 | 0.021409 | 0.014853 | 0.010304 | 0.0071488 | 0.0049596 | 0.0034409 | 0.0023872 | 0.0016562 | 0.001149 | 0.00079718 | 0.00055307 | 0.00038371 | 0.00026621 | 0.00018469 | 0.00012814 | 8.8898e-05 | 6.1676e-05 | 4.279e-05 | 2.9687e-05 | 2.0596e-05 | 1.4289e-05 | 9.9136e-06 | 6.8779e-06 | 4.7717e-06 | 3.3105e-06 | 2.2968e-06 | 1.5935e-06 |  | 1.1055e-06 | 7.6699e-07 | 5.3213e-07 | 3.6918e-07 | 2.5613e-07 | 1.777e-07 | 1.2328e-07 | 8.5533e-08 | 5.9341e-08 | 4.117e-08 | 2.8563e-08 | 1.9816e-08 | 1.3748e-08 | 9.5383e-09 | 6.6175e-09 | 4.5911e-09 | 3.1852e-09 | 2.2099e-09 | 1.5332e-09 | 1.0637e-09 | 7.3796e-10 | 5.1199e-10 | 3.552e-10 | 2.4644e-10 | 1.7097e-10 | 1.1862e-10 | 8.2302e-11 | 5.7099e-11 | 3.9609e-11 | 2.7484e-11 | 1.9064e-11 | 1.323e-11 | 9.1696e-12 | 6.3665e-12 | 4.4196e-12 | 3.066e-12 | 2.1245e-12 | 1.485e-12 | 1.0125e-12 | 7.212e-13 | 4.9383e-13 | 3.3751e-13 | 2.2737e-13 | 1.6698e-13 | 1.1013e-13 | 7.4607e-14 | 7.4607e-14 | 4.9738e-14 | 3.1974e-14 | 0 | 0 | 0 | 0 | 0 | 0 | 0 | 0 | 0 | 0 | 0 | 0 | 0 | 0 | 0 | 0 | 0 | 0 | 0 | 0 | 0 | 0 | 0 | 0 | 0 | 0 | 0 | 0 | 0 | 0 | 0 | 0 | 0 | 0
[11 empty] | k | 3 | 3 | 3 | 3 | 3 | 3 | 3 | 3 | 3 | 3 | 3 | 3 | 3 | 3 | 3 | 3 | 3 | 3 | 3 | 3 | 3 | 3 | 3 | 3 | 3 | 3 | 3 | 3 | 3 | 3 | 3 | 3 | 3 | 3 | 3 | 3 | 3 |  | 3 | 3 | 3 | 3 | 3 | 3 | 3 | 3 | 3 | 3 | 3 | 3 | 3 | 3 | 3 | 3 | 3 | 3 | 3 | 3 | 3 | 3 | 3 | 3 | 3 | 3 | 3 | 3 | 3 | 3 | 3 | 3 | 3 | 3 | 3 | 3 | 3 | 3 | 3 | 3 | 3 | 3 | 3 | 3 | 3 | 3 | 3 | 3 | 3 | 3 | 3 | 3 | 3 | 3 | 3 | 3 | 3 | 3 | 3 | 3 | 3 | 3 | 3 | 3 | 3 | 3 | 3 | 3 | 3 | 3 | 3 | 3 | 3 | 3 | 3 | 3 | 3 | 3 | 3 | 3 | 3 | 3 | 3
[11 empty] | Errore |  | 0
[11 empty] | Temperatura °C |  | 19.9058
[11 empty] | Umidità specifica g/kg |  | 7.2486
[11 empty] | Tabella UE*X | [13 empty] | Tabella UR*H | [11 empty] | Tabella UE*Y
[11 empty] | Portata minima |  | 50% | [11 empty] | Portata minima |  | 50% | [9 empty] | Portata minima |  | 50%
[11 empty] | Massimo numero umi |  | 1 | [11 empty] | Massimo numero umi |  | 1 | [9 empty] | Massimo numero umi |  | 1
| WARNING: the pre-heating must be supplied by an external device | [9 empty] | # | Code | Max | Uscite | d_uscite | 230 1~ | 400 3~ | #_umi | Max_flow | Min_flow | Si/No | Quale |  |  | # | Code | Max | Uscite | d_uscite | #_umi | Max_flow | Min_flow | Si/No | Quale |  |  | # | Code | Max | Uscite | d_uscite | 230 1~ | 400 3~ | #_umi | Max_flow | Min_flow | Si/No | Quale
[11 empty] | 1 | UE001 | 1.5 | 1 | 22 | 1 |  | 41 | 1.5 | 0.75 | 0 | 0 |  |  | 27 | UR002HD002 | 2 | 1 | 30 | 31 | 2 | 1 | 0 | 0 |  |  | 15 | UE001 | 1.5 | 1 | 22 | 1 |  | 41 | 1.5 | 0.75 | 0 | 0
STEP 2 | [10 empty] | 2 | UE003 | 3 | 1 | 22 | 1 | 1 | 21 | 3 | 1.5 | 0 | 0 |  |  | 28 | UR004HD002 | 4 | 1 | 30 | 16 | 4 | 2 | 0 | 0 |  |  | 16 | UE003 | 3 | 1 | 22 | 1 | 1 | 21 | 3 | 1.5 | 0 | 0
[11 empty] | 3 | UE005 | 5 | 1 | 30 | 1 | 1 | 13 | 5 | 2.5 | 0 | 0 |  |  | 29 | UR006HD002 | 6 | 1 | 30 | 11 | 6 | 3 | 0 | 0 |  |  | 17 | UE005 | 5 | 1 | 30 | 1 | 1 | 13 | 5 | 2.5 | 0 | 0
[11 empty] | 4 | UE008 | 8 | 1 | 30 |  | 1 | 8 | 8 | 4 | 0 | 0 |  |  | 30 | UR010HL002 | 10 | 1 | 30 | 7 | 10 | 5 | 0 | 0 |  |  | 18 | UE008 | 8 | 1 | 30 |  | 1 | 8 | 8 | 4 | 0 | 0
| Duct | [9 empty] | 5 | UE009 | 9 | 1 | 30 | 1 |  | 7 | 9 | 4.5 | 0 | 0 |  |  | 31 | UR013HL002 | 13 | 1 | 30 | 5 | 13 | 6.5 | 0 | 0 |  |  | 19 | UE009 | 9 | 1 | 30 | 1 |  | 7 | 9 | 4.5 | 0 | 0
| Internal width C1 |  | 1200 | mm | [6 empty] | 6 | UE010 | 10 | 1 | 30 |  | 1 | 7 | 10 | 5 | 0 | 0 |  |  | 32 | UR020HL002 | 20 | 1 | 40 | 4 | 20 | 10 | 0 | 0 |  |  | 20 | UE010 | 10 | 1 | 30 |  | 1 | 7 | 10 | 5 | 0 | 0
| Internal height C2 |  | 1100 | mm | [6 empty] | 7 | UE015 | 15 | 1 | 30 |  | 1 | 5 | 15 | 7.5 | 0 | 0 |  |  | 33 | UR027HL002 | 27 | 1 | 40 | 3 | 27 | 13.5 | 0 | 0 |  |  | 21 | UE015 | 15 | 1 | 30 |  | 1 | 5 | 15 | 7.5 | 0 | 0
| Air flow V |  | 10000 | m^3/h | [6 empty] | 8 | UE018 | 18 | 1 | 30 |  | 1 | 4 | 18 | 9 | 0 | 0 |  |  | 34 | UR040HL002 | 40 | 1 | 40 | 2 | 40 | 20 | 0 | 0 |  |  | 22 | UE018 | 18 | 1 | 30 |  | 1 | 4 | 18 | 9 | 0 | 0
| Air flow GA |  | 12054.7465 | kg/h | [6 empty] | 9 | UE025 | 25 | 1 | 40 |  | 1 | 3 | 25 | 12.5 | 0 | 0 |  |  | 35 | UR053HL002 | 53 | 2 | 40 | 2 | 53 | 26.5 | 0 | 0 |  |  | 23 | UE025 | 25 | 1 | 40 |  | 1 | 3 | 25 | 12.5 | 0 | 0
| Air speed |  | 2.1044 | m/sec | [6 empty] | 10 | UE035 | 35 | 1 | 40 |  | 1 | 2 | 35 | 17.5 | 0 | 0 |  |  | 36 | UR060HL002 | 60 | 2 | 40 | 2 | 60 | 30 | 0 | 0 |  |  | 24 | UE035 | 35 | 1 | 40 |  | 1 | 2 | 35 | 17.5 | 0 | 0
[11 empty] | 11 | UE045 | 45 | 1 | 40 |  | 1 | 2 | 45 | 22.5 | 0 | 0 |  |  | 37 | UR080HL002 | 80 | 2 | 40 | 1 | 80 | 40 | 1 | 37 |  |  | 25 | UE045 | 45 | 1 | 40 |  | 1 | 2 | 45 | 22.5 | 0 | 0
[11 empty] | 12 | UE065 | 65 | 2 | 40 |  | 1 | 1 | 65 | 32.5 | 1 | 12 | [14 empty] | 26 | UE065 | 65 | 2 | 40 |  | 1 | 1 | 65 | 32.5 | 1 | 26
[11 empty] | 13 | UE090 | 90 | 2 | 40 |  | 1 | 1 | 90 | 45 | 1 | 0
[11 empty] | 14 | UE130 | 130 | 4 | 40 |  | 1 | 1 | 130 | 65 | 0 | 0
Total water flow Gw |  |  | 60.9158 | kg/h | [20 empty] | # umidificatore |  | 37
[11 empty] | # umidificatore |  | 12 | [11 empty] | Code umidificatore |  | UR080HL002 | UR080HL002010240 | [8 empty] | # umidificatore |  | 26
Number of humidifiers |  |  | 1 | (1-99) | [6 empty] | Code umidificatore |  | UE065 | [11 empty] | Uscite |  | 2 | 02 | [8 empty] | Code umidificatore |  | UE065
[11 empty] | Uscite |  | 2 | 02 | [10 empty] | D uscita |  | 40 | 40 | [8 empty] | Uscite |  | 2 | 02
[11 empty] | D uscita |  | 40 | 40 | [10 empty] | #_umidificatori |  | 1 | 01 | [8 empty] | D uscita |  | 40 | 40
STEP 3 | [10 empty] | C'è 230 V 1p |  | 0 | [23 empty] | C'è 230 V 1p |  | 0
[11 empty] | C'è 400V 3p |  | 1 | [23 empty] | C'è 400V 3p |  | 1
|  | Choice of the humidifier | [8 empty] | #_umidificatori |  | 1 | 01 | [22 empty] | #_umidificatori |  | 1 | 01
|  | UR080H |  | UR | heaterSteam humidifier 80 kg/h |  |  |  | UR |  | Umidificatori UE*X possibili | [25 empty] | Umidificatori UE*Y possibili
[9 empty] | UE |  | 230 V1p | [25 empty] | 230 V1p
[5 empty] | 80 |  |  |  | UG |  | 400 V1p |  | UE065XL000 | UE065XL000010240 | [22 empty] | 400 V1p |  | UE065YL000 | UE065YL000010240
Voltage specification
Tabella UR*C
|  | 400V, 3phase | [8 empty] | Tabella gaSteam
[25 empty] | Portata minima |  | 50%
[11 empty] | Portata minima |  | 50% | [11 empty] | Massimo numero umi |  | 1
|  | Options specification | [8 empty] | Massimo numero umi |  | 1
[25 empty] | # | Code | Max | Uscite | d_uscite | #_umi | Max_flow | Min_flow | Si/No | Quale
|  | heaterSteam Titanium | [8 empty] | # | Code | Max | Uscite | d_uscite | #_umi | Max_flow | Min_flow | Si/No | Quale |  |  |  |  | 38 | UR002CD101 | 2 | 1 | 30 | 31 | 2 | 1 | 0 | 0
[11 empty] | 46 | UG045HD003 | 45 | 2 | 40 | 2 | 45 | 22.5 | 0 | 0 |  |  |  |  | 39 | UR004CD101 | 4 | 1 | 30 | 16 | 4 | 2 | 0 | 0
[11 empty] | 47 | UG090HD003 | 90 | 2 | 40 | 1 | 90 | 45 | 1 | 47 |  |  |  |  | 40 | UR006CD101 | 6 | 1 | 30 | 11 | 6 | 3 | 0 | 0
[11 empty] | 48 | UG180HD003 | 180 | 4 | 40 | 1 | 180 | 90 | 0 | 0 |  |  |  |  | 41 | UR010CL101 | 10 | 1 | 30 | 7 | 10 | 5 | 0 | 0
[25 empty] | 42 | UR020CL10S | 20 | 1 | 40 | 4 | 20 | 10 | 0 | 0
[11 empty] | # umidificatore |  | 47 | [11 empty] | 43 | UR027CL101 | 27 | 1 | 40 | 3 | 27 | 13.5 | 0 | 0
[11 empty] | Code umidificatore |  | UG090HD003 | UG090HD003010240 | [10 empty] | 44 | UR040CL101 | 40 | 1 | 40 | 2 | 40 | 20 | 0 | 0
|  |  |  | UR080HL103 | [6 empty] | Uscite |  | 2 | 02 | [10 empty] | 45 | UR060CL101 | 60 | 2 | 40 | 2 | 60 | 30 | 0 | 0
[11 empty] | D uscita |  | 40 | 40
[11 empty] | #_umidificatore |  | 1 | 01
STEP 4
Choise of the Steam Distributor (if required)
Steam distributor suggested automatically by the tool
| FALSE | Steam distributor code |  |  | No. of distributors in the duct | [19 empty] | # umidificatore |  | 0
|  | DP060D40RU |  |  | 2 | [19 empty] | Code umidificatore
Uscite
|  | Humidification distance (m) |  |  | Air speed | [19 empty] | D uscita | [8 empty] | UG230
|  | 1.46 |  |  | 2.1044 | [19 empty] | #_umidificatori | [6 empty] | 080 |  | UE001 | 001;002;004;009
[34 empty] | UE003 | 003;
|  | Max kg/h per distributor |  |  | Distributor length (mm) | [28 empty] | UE005 | 005;
|  | 45 |  |  | 600 | [28 empty] | UE006 | 006; |  |  |  |  | #VALUE!
[11 empty] | Stringa degli umidificatori che rispondono ai criteri | [6 empty] | UE065XL000010240UE065YL000010240UR080HL002010240UG090HD003010240 | [15 empty] | UE008 | 008;010;015;025;035;045;020;027
[34 empty] | UE018 | 018;065;090;130;040;060 | [18 empty] | Codice finale
|  | Y connection for steam hose |  |  | Quantity |  |  |  |  | Chosen by the tool | ref | Codice | # | uscite | d | # | uscite | d | ref | [6 empty] | Modelli |  |  |  |  | Tensioni possibili | [11 empty] | Opzional possibili | [14 empty] | UR020H
[10 empty] | Chosen by the user | 1 | UE065X | 1 | 2 | 40 |  |  |  | 1 | [20 empty] | 38 | [10 empty] | 38 |  |  | UR080H |  |  |  | UR020C
[11 empty] | 17 | UE065Y | 1 | 2 | 40 |  |  |  | 17 | [12 empty] | 208V, 1phase | 230V, 1phase | 208V, 3phase | 230V, 3phase | 400V, 3phase | 460V, 3phase | 575V, 3phase | kg/h | 1 |  |  |  | Disposable cylinder (humiSteam only) | Cleanable cylinder (humiSteam only) | heaterSteam process | heaterSteam Titanium | Pump 50 hz (gaSteam only) | Pump 60 Hz (USA Market) (gaSteam only) |  | 1 |  |  |  |  | concatena |  | eccezione per UR20
| TRUE | Choice of steam distributor by the user (not automatically by the tool) |  |  |  |  | Chosen by the tool |  |  |  | 33 | UR080H | 1 | 2 | 40 | 1 | 2 | 40 | 33 | [5 empty] | UE001X | 1 | humiSteam X-plus 1,5 kg/h |  |  | UEX | 1 | 1 | 1 | [5 empty] | 1.5 | 001 |  | UEX | 1 | 1 | 1 | [8 empty] | L |  | UR080HL103 |  | UR080HL10S
[11 empty] | 49 | UG090H | 1 | 2 | 40 |  |  |  | 49 | [5 empty] | UE003X | 2 | humiSteam X-plus 3 kg/h |  |  |  | 2 | 1 | 1 | 1 | 1 | 1 | 1 |  | 3 | 003 |  |  | 2 | 1 | 1 | [12 empty] | S
[11 empty] | 65 |  | #VALUE! | #VALUE! | #VALUE! |  |  |  | 65 | [5 empty] | UE005X | 3 | humiSteam X-plus 5 kg/h |  |  |  | 3 | 1 | 1 | 1 | 1 | 1 | 1 | 1 | 5 | 005 |  |  | 3 | 1 | 1 | [8 empty] | 103 |  |  |  | 10
|  | DP060D40RU |  |  | 4 | [5 empty] | 81 |  | #VALUE! | #VALUE! | #VALUE! |  |  |  | 81 | [5 empty] | UE008X | 4 | humiSteam X-plus 8 kg/h |  |  |  | 4 |  |  | 1 | 1 | 1 | 1 | 1 | 8 | 008 |  |  | 4 | 1 | 1
[11 empty] | 97 |  | #VALUE! | #VALUE! | #VALUE! |  |  |  | 97 | [5 empty] | UE009X | 5 | humiSteam X-plus 9 kg/h |  |  |  | 5 | 1 | 1 | [5 empty] | 9 | 009 |  |  | 5 | 1 | 1
[16 empty] | 1 | 2 | 40 | [6 empty] | UE010X | 6 | humiSteam X-plus 10 kg/h |  |  |  | 6 |  |  | 1 | 1 | 1 | 1 | 1 | 10 | 010 |  |  | 6 | 1 | 1
|  | 0.61 |  |  | 2.1044 | [19 empty] | UE015X | 7 | humiSteam X-plus 15 kg/h |  |  |  | 7 |  |  | 1 | 1 | 1 | 1 | 1 | 15 | 015 |  |  | 7 | 1 | 1
[25 empty] | UE018X | 8 | humiSteam X-plus 18 kg/h |  |  |  | 8 |  |  |  |  | 1 | 1 | 1 | 18 | 018 |  |  | 8 | 1 | 1
[11 empty] | Tabella tubi trasporto vapore | [5 empty] | Possible solutions | [7 empty] | UE025X | 9 | humiSteam X-plus 25 kg/h |  |  |  | 9 |  |  | 1 | 1 | 1 | 1 | 1 | 25 | 025 |  |  | 9 | 1 | 1 | [6 empty] | Disposable cylinder (humiSteam only)
|  | 25 |  |  | 834 | [5 empty] | ref | Code | D | Si/no | [10 empty] | UE035X | 10 | humiSteam X-plus 35 kg/h |  |  |  | 10 |  |  | 1 | 1 | 1 | 1 | 1 | 35 | 035 |  |  | 10 | 1 | 1 | [6 empty] | Cleanable cylinder (humiSteam only)
[11 empty] | 1 | 1312360AXX | 22 |  |  |  | Humidifier code |  | Quantity | [5 empty] | UE045X | 11 | humiSteam X-plus 45 kg/h |  |  |  | 11 |  |  | 1 | 1 | 1 | 1 | 1 | 45 | 045 |  |  | 11 | 1 | 1 | [6 empty] | heaterSteam process
[11 empty] | 2 | 1312365AXX | 30 |  |  |  | UE065X |  | 1 | [5 empty] | UE065X | 12 | humiSteam X-plus 65 kg/h |  |  |  | 12 |  |  |  |  | 1 | 1 | 1 | 65 | 065 |  |  | 12 | 1 | 1 | [6 empty] | heaterSteam Titanium
|  | UEKY000000 |  |  | 1 | [5 empty] | 3 | 1312367AXX | 40 | 3 |  |  | UE065Y |  | 1 | [5 empty] | UE090X | 13 | humiSteam X-plus 90 kg/h |  |  |  | 13 |  |  |  |  | 1 | 1 | 1 | 90 | 090 |  |  | 13 | 1 | 1 | [6 empty] | Pump 50 hz (gaSteam only)
|  | UEKY000000: ‘Y’ connector for steam hoses (from 1x Ø=40 mm to 2x Ø=30 mm) | [14 empty] | UR080H |  | 1 | [5 empty] | UE130X | 14 | humiSteam X-plus 130 kg/h |  |  |  | 14 |  |  |  |  | 1 | 1 | 1 | 130 | 013 |  |  | 14 | 1 | 1 | [6 empty] | Pump 60 Hz (USA Market) (gaSteam only)
|  | UEKY40X400: ‘Y’ connector for steam hoses (from 1x Ø=40 mm to 2x Ø=40 mm) | [8 empty] | Codice | 1312367AXX |  |  |  |  | UG090H |  | 1 | [5 empty] | UE001Y | 15 | humiSteam Basic 1,5 kg/h |  |  | UEY | 15 | 1 | 1 | [5 empty] | 1.5 |  |  | UEY | 15 | 1 | 1
|  | (1)"Special application" DP code included | [22 empty] | UE003Y | 16 | humiSteam Basic 3 kg/h |  |  |  | 16 | 1 | 1 | 1 | 1 | 1 | 1 |  | 3 |  |  |  | 16 | 1 | 1
[11 empty] | Tubo scarico condensa | [13 empty] | UE005Y | 17 | humiSteam Basic 5 kg/h |  |  |  | 17 | 1 | 1 | 1 | 1 | 1 | 1 | 1 | 5 |  |  |  | 17 | 1 | 1
[25 empty] | UE008Y | 18 | humiSteam Basic 8 kg/h |  |  |  | 18 |  |  | 1 | 1 | 1 | 1 | 1 | 8 |  |  |  | 18 | 1 | 1
[11 empty] | Modello TUBO |  | 1312368AXX | [11 empty] | UE009Y | 19 | humiSteam Basic 9 kg/h |  |  |  | 19 | 1 | 1 | [5 empty] | 9 |  |  |  | 19 | 1 | 1
[25 empty] | UE010Y | 20 | humiSteam Basic 10 kg/h |  |  |  | 20 |  |  | 1 | 1 | 1 | 1 | 1 | 10 |  |  |  | 20 | 1 | 1
[25 empty] | UE015Y | 21 | humiSteam Basic 15 kg/h |  |  |  | 21 |  |  | 1 | 1 | 1 | 1 | 1 | 15 |  |  |  | 21 | 1 | 1
|  | Go to the "Selection" sheet | [8 empty] | Sonde possibili | [13 empty] | UE018Y | 22 | humiSteam Basic 18 kg/h |  |  |  | 22 |  |  |  |  | 1 | 1 | 1 | 18 |  |  |  | 22 | 1 | 1
[25 empty] | UE025Y | 23 | humiSteam Basic 25 kg/h |  |  |  | 23 |  |  | 1 | 1 | 1 | 1 | 1 | 25 |  |  |  | 23 | 1 | 1
[11 empty] | DPWC112000 | [13 empty] | UE035Y | 24 | humiSteam Basic 35 kg/h |  |  |  | 24 |  |  | 1 | 1 | 1 | 1 | 1 | 35 |  |  |  | 24 | 1 | 1
[9 empty] | DP085D22R0 |  | DPPC112000 | [13 empty] | UE045Y | 25 | humiSteam Basic 45 kg/h |  |  |  | 25 |  |  | 1 | 1 | 1 | 1 | 1 | 45 |  |  |  | 25 | 1 | 1
[9 empty] | DP060D22R0 |  | DPPC212000 | [13 empty] | UE065Y | 26 | humiSteam Basic 65 kg/h |  |  |  | 26 |  |  |  |  | 1 | 1 | 1 | 65 |  |  |  | 26 | 1 | 1
[9 empty] | DP045D22R0 |  | DPDC112000 | [13 empty] | UR002H | 27 | heaterSteam humidifier 2 kg/h |  |  | URH | 27 |  | 1 | [5 empty] | 2 | 002 |  | UR | 27 |  |  | 1 | 1
[9 empty] | DP035D22R0 |  | DPDC212000 | [13 empty] | UR004H | 28 | heaterSteam humidifier 4 kg/h |  |  |  | 28 |  | 1 | [5 empty] | 4 | 004 |  |  | 28 |  |  | 1 | 1
[9 empty] | DP165D30R0 |  | ASET030001 | [13 empty] | UR006H | 29 | heaterSteam humidifier 6 kg/h |  |  |  | 29 |  | 1 |  | 1 | 1 |  |  | 6 | 006 |  |  | 29 |  |  | 1 | 1
[9 empty] | DP125D30R0 | [15 empty] | UR010H | 30 | heaterSteam humidifier 10 kg/h |  |  |  | 30 |  |  |  | 1 | 1 | 1 |  | 10 | 010 |  |  | 30 |  |  | 1 | 1
[9 empty] | DP105D30R0 | [15 empty] | UR013H | 31 | heaterSteam humidifier 13 kg/h |  |  |  | 31 |  |  |  | 1 | 1 | 1 |  | 13 | 013 |  |  | 31 |  |  | 1 | 1
[9 empty] | DP085D30R0 | [15 empty] | UR020H | 32 | heaterSteam humidifier 20 kg/h |  |  |  | 32 |  |  |  | 1 | 1 | 1 |  | 20 | 020 |  |  | 32 |  |  | 1 | 1
[9 empty] | DP060D30R0 | [15 empty] | UR027H | 33 | heaterSteam humidifier 27 kg/h |  |  |  | 33 |  |  |  | 1 | 1 | 1 |  | 27 | 027 |  |  | 33 |  |  | 1 | 1
[9 empty] | DP045D30R0 | [15 empty] | UR040H | 34 | heaterSteam humidifier 40 kg/h |  |  |  | 34 |  |  |  |  | 1 | 1 |  | 40 | 040 |  |  | 34 |  |  | 1 | 1
[9 empty] | DP035D30R0 | [15 empty] | UR053H | 35 | heaterSteam humidifier 53 kg/h |  |  |  | 35 |  |  |  |  | 1 | 1 |  | 53 | 053 |  |  | 35 |  |  | 1 | 1
[9 empty] | DP205D40R0 | [15 empty] | UR060H | 36 | heaterSteam humidifier 60 kg/h |  |  |  | 36 |  |  |  |  | 1 | 1 |  | 60 | 060 |  |  | 36 |  |  | 1 | 1
[9 empty] | DP165D40R0 | [15 empty] | UR080H | 37 | heaterSteam humidifier 80 kg/h |  |  |  | 37 |  |  |  |  | 1 | 1 |  | 80 | 080 |  |  | 37 |  |  | 1 | 1
[9 empty] | DP125D40R0 | [15 empty] | UR002C | 38 | heaterSteam C-control 2 kg/h |  |  | URC | 38 | 1 | 1 | [5 empty] | 2 |  |  | UR | 38 |  |  | 1 | 1
[9 empty] | DP105D40R0 | [15 empty] | UR004C | 39 | heaterSteam C-control 4 kg/h |  |  |  | 39 | 1 | 1 | [5 empty] | 4 |  |  |  | 39 |  |  | 1 | 1
[9 empty] | DP085D40R0 | [15 empty] | UR006C | 40 | heaterSteam C-control 6 kg/h |  |  |  | 40 | 1 | 1 | 1 | 1 | 1 | 1 | 1 | 6 |  |  |  | 40 |  |  | 1 | 1
[9 empty] | DP060D40RU | [15 empty] | UR010C | 41 | heaterSteam C-control 10 kg/h |  |  |  | 41 |  |  | 1 | 1 | 1 | 1 | 1 | 10 |  |  |  | 41 |  |  | 1 | 1
[9 empty] | DP060D30RU | [15 empty] | UR020C | 42 | heaterSteam C-control 20 kg/h |  |  |  | 42 |  |  | 1 | 1 | 1 | 1 | 1 | 20 |  |  |  | 42 |  |  | 1 | 1
[9 empty] | DP045D30RU | [15 empty] | UR027C | 43 | heaterSteam C-control 27 kg/h |  |  |  | 43 |  |  | 1 | 1 | 1 | 1 | 1 | 27 |  |  |  | 43 |  |  | 1 | 1
[9 empty] | DP030D30RU | [15 empty] | UR040C | 44 | heaterSteam C-control 40 kg/h |  |  |  | 44 |  |  |  |  | 1 | 1 | 1 | 40 |  |  |  | 44 |  |  | 1 | 1
[9 empty] | DP030D22RU | [15 empty] | UR060C | 45 | heaterSteam C-control 60 kg/h |  |  |  | 45 |  |  |  |  | 1 | 1 | 1 | 60 |  |  |  | 45 |  |  | 1 | 1
[25 empty] | UG045H | 46 | gaSteam 45 kg/h |  |  | UG | 46 |  | 1 | [5 empty] | 45 |  |  | UG | 46 |  |  |  |  | 1 | 1
[25 empty] | UG090H | 47 | gaSteam 90 kg/h |  |  |  | 47 |  | 1 | [5 empty] | 90 |  |  |  | 47 |  |  |  |  | 1 | 1
[25 empty] | UG180H | 48 | gaSteam 180 kg/h |  |  |  | 48 |  | 1 | [5 empty] | 180 |  |  |  | 48 |  |  |  |  | 1 | 1
[32 empty] | U | D | W | K | L | M | N | [5 empty] | 001 | C01 | 003 | 103 | 003 | 103
[11 empty] | Tabella distributori DP | UR080
BASE
[11 empty] | Codice/ descrizione | DP030D22RU | DP035D22R0 | DP045D22R0 | DP060D22R0 | DP085D22R0 | DP030D30RU | DP035D30R0 | DP045D30R0 | DP045D30RU | DP060D30R0 | DP060D30RU | DP085D30R0 | DP105D30R0 | DP125D30R0 | DP165D30R0 | DP060D40RU | DP085D40R0 | DP105D40R0 | DP125D40R0 | DP165D40R0 | DP205D40R0 | Quale umidificatore | DP030D22RU | DP035D22R0 | DP045D22R0 | DP060D22R0 | DP085D22R0 | DP030D30RU | DP035D30R0 | DP045D30R0 | DP045D30RU | DP060D30R0 | DP060D30RU | DP085D30R0 | DP105D30R0 | DP125D30R0 | DP165D30R0 |  | DP060D40RU | DP085D40R0 | DP105D40R0 | DP125D40R0 | DP165D40R0 | DP205D40R0
[11 empty] | d ingresso (C) mm | 22 |  |  |  |  | 30 | [9 empty] | 40 | [6 empty] | 1 | 2 | 3 | 4 | 5 | 6 | 7 | 8 | 9 | 10 | 11 | 12 | 13 | 14 | 15 |  | 16 | 17 | 18 | 19 | 20 | 21
[11 empty] | sezione (B) mm | 35 |  |  |  |  | 45 | [9 empty] | 60
[11 empty] | lunghezza (A) mm | 300 | 350 | 450 | 600 | 850 | 300 | 350 | 450 | 450 | 600 | 600 | 850 | 1050 | 1250 | 1650 | 600 | 850 | 1050 | 1250 | 1650 | 2050 |  | 1 | 1 | 1 | 1 | 1 | 1 | 1 | 1 | 1 | 1 | 1 | 1 | 1 | 0 | 0 |  | 1 | 1 | 1 | 0 | 0 | 0
[11 empty] | UE001 | 1 | 1 | 1 | 1 | 1 | [16 empty] | 0
[11 empty] | UE003 | 1 | 1 | 1 | 1 | 1 | [16 empty] | 0
[11 empty] | UE005 | [5 empty] | 1 | 1 | 1 | 1 | 1 | 1 | [10 empty] | 0
[11 empty] | UE008 | [5 empty] | 1 |  | 1 | 1 | 1 | 1 | 1 | [9 empty] | 0
[11 empty] | UE009 | [5 empty] | 1 |  |  | 1 | 1 | 1 | 1 | [9 empty] | 0
[11 empty] | UE010 | [5 empty] | 1 |  |  | 1 | 1 | 1 | 1 | 1 | [8 empty] | 0
[11 empty] | UE015 | [10 empty] | 1 | 1 | 1 | 1 | 1 | [6 empty] | 0
[11 empty] | UE018 | [11 empty] | 1 | 1 | 1 | 1 | [6 empty] | 0
[11 empty] | UE025 | [15 empty] | 1 | 1 | 1 |  |  |  | 0
[11 empty] | UE035 | [15 empty] | 1 |  | 1 | 1 |  |  | 0
[11 empty] | UE045 | [15 empty] | 1 |  |  | 1 | 1 | 1 | 0
[11 empty] | UE065 | [15 empty] | 2 |  | 2 | 2 | 2 |  | 0
[11 empty] | UE090 | [15 empty] | 2 |  |  | 2 | 2 | 2 | 0
[11 empty] | UE130 | [15 empty] | 4 |  |  | 4 | 4 | 4 | 0
[11 empty] | UR002 | [5 empty] | 1 | 1 | 1 | 1 | [12 empty] | 0
[11 empty] | UR004 | [5 empty] | 1 | 1 | 1 | 1 | 1 | 1 | [10 empty] | 0
[11 empty] | UR006 | [7 empty] | 1 | 1 | 1 | 1 | 1 | [9 empty] | 0
[11 empty] | UR010 | [8 empty] | 1 | 1 | 1 | 1 | 1 | [8 empty] | 0
[11 empty] | UR013 | [8 empty] | 1 | 1 | 1 | 1 | 1 | 1 | [7 empty] | 0
[11 empty] | UR020 | [15 empty] | 1 | 1 | 1 | 1 |  |  | 0
[11 empty] | UR027 | [15 empty] | 1 | 1 | 1 | 1 |  |  | 0
[11 empty] | UR040 | [15 empty] | 1 |  | 1 | 1 | 1 |  | 0
[11 empty] | UR053 | [15 empty] | 2 | 2 | 2 | 2 | 2 | 2 | 0
[11 empty] | UR060 | [15 empty] | 2 |  | 2 | 2 | 2 |  | 0
[11 empty] | UR080 | [15 empty] | 2 |  |  | 2 | 2 | 2 | 1 | [16 empty] | 2
[11 empty] | UG045 | [15 empty] | 2 | 2 | 2 | 2 | 2 |  | 0
[11 empty] | UG090 | [15 empty] | 2 |  |  | 2 | 2 | 2 | 0
[11 empty] | UG180 | [15 empty] | 4 |  |  | 4 | 4 | 4 | 0
[34 empty] | 0 | 0 | 0 | 0 | 0 | 0 | 0 | 0 | 0 | 0 | 0 | 0 | 0 | 0 | 0 |  | 2 | 0 | 0 | 0 | 0 | 0
[11 empty] | Numero DP | 2 | [21 empty] | 0 | 0 | 0 | 0 | 0 | 0 | 0 | 0 | 0 | 0 | 0 | 0 | 0 | 0 | 0 |  | 16 | 0 | 0 | 0 | 0 | 0
[11 empty] | Tipo DP | DP060D40RU
Alternativa
[11 empty] | Codice/ descrizione | DP030D22RU | DP035D22R0 | DP045D22R0 | DP060D22R0 | DP085D22R0 | DP030D30RU | DP035D30R0 | DP045D30R0 | DP045D30RU | DP060D30R0 | DP060D30RU | DP085D30R0 | DP105D30R0 | DP125D30R0 | DP165D30R0 | DP060D40RU | DP085D40R0 | DP105D40R0 | DP125D40R0 | DP165D40R0 | DP205D40R0 |  | DP030D22RU | DP035D22R0 | DP045D22R0 | DP060D22R0 | DP085D22R0 | DP030D30RU | DP035D30R0 | DP045D30R0 | DP045D30RU | DP060D30R0 | DP060D30RU | DP085D30R0 | DP105D30R0 | DP125D30R0 | DP165D30R0 |  | DP060D40RU | DP085D40R0 | DP105D40R0 | DP125D40R0 | DP165D40R0 | DP205D40R0 | [22 empty] | UR080 | 1
[11 empty] | d ingresso (C) mm | 22 | 22 | 22 | 22 | 22 | 30 | 30 | 30 | 30 | 30 | 30 | 30 | 30 | 30 | 30 | 40 | 40 | 40 | 40 | 40 | 40 |  | 1 | 2 | 3 | 4 | 5 | 6 | 7 | 8 | 9 | 10 | 11 | 12 | 13 | 14 | 15 |  | 16 | 17 | 18 | 19 | 20 | 21 | [70 empty] | 4
[11 empty] | sezione (B) mm | 35 |  |  |  |  | 45 | [9 empty] | 60 | [6 empty] | 22 | 22 | 22 | 22 | 22 | 30 | 30 | 30 | 30 | 30 | 30 | 30 | 30 | 30 | 30 |  | 40 | 40 | 40 | 40 | 40 | 40
[11 empty] | lunghezza (A) mm | 300 | 350 | 450 | 600 | 850 | 300 | 350 | 450 | 450 | 600 | 600 | 850 | 1050 | 1250 | 1650 | 600 | 850 | 1050 | 1250 | 1650 | 2050 |  | 1 | 1 | 1 | 1 | 1 | 1 | 1 | 1 | 1 | 1 | 1 | 1 | 1 | 0 | 0 |  | 1 | 1 | 1 | 0 | 0 | 0 |  |  | Codice/ descrizione | DP030D30RU | DP035D30R0 | DP045D30R0 | DP045D30RU | DP060D30R0 | DP060D30RU | DP085D30R0 | DP105D30R0 | DP125D30R0 | DP165D30R0 | DP060D40RU | DP085D40R0 | DP105D40R0 | DP125D40R0 | DP165D40R0 | DP205D40R0 | DP030D22RU | DP035D22R0 | DP045D22R0 | DP060D22R0 | DP085D22R0 |  | Codice/ descrizione | DP030D30RU | DP035D30R0 | DP045D30R0 | DP045D30RU | DP060D30R0 | DP060D30RU | DP085D30R0 | DP105D30R0 | DP125D30R0 | DP165D30R0 | DP060D40RU | DP085D40R0 | DP105D40R0 | DP125D40R0 | DP165D40R0 | DP205D40R0 | DP030D22RU | DP035D22R0 | DP045D22R0 | DP060D22R0 | DP085D22R0 |  | Codice/ descrizione | DP030D30RU | DP035D30R0 | DP045D30R0 | DP045D30RU | DP060D30R0 | DP060D30RU | DP085D30R0 | DP105D30R0 | DP125D30R0 | DP165D30R0 | DP060D40RU | DP085D40R0 | DP105D40R0 | DP125D40R0 | DP165D40R0 | DP205D40R0 | DP030D22RU | DP035D22R0 | DP045D22R0 | DP060D22R0 | DP085D22R0
[11 empty] | UE001 | [21 empty] | 0 | [24 empty] | d ingresso (C) mm | 30 | 30 | 30 | 30 | 30 | 30 | 30 | 30 | 30 | 30 | 40 | 40 | 40 | 40 | 40 | 40 | 22 | 22 | 22 | 22 | 22 |  | d ingresso (C) mm | 30 | 30 | 30 | 30 | 30 | 30 | 30 | 30 | 30 | 30 | 40 | 40 | 40 | 40 | 40 | 40 | 22 | 22 | 22 | 22 | 22 |  | d ingresso (C) mm | 30 | 30 | 30 | 30 | 30 | 30 | 30 | 30 | 30 | 30 | 40 | 40 | 40 | 40 | 40 | 40 | 22 | 22 | 22 | 22 | 22
[11 empty] | UE003 | [21 empty] | 0 | [24 empty] | sezione (B) mm | 45 | [9 empty] | 60 | [5 empty] | 35 | [5 empty] | sezione (B) mm | 45 | [9 empty] | 60 | [5 empty] | 35 | [5 empty] | sezione (B) mm | 45 | [9 empty] | 60 | [5 empty] | 35
[11 empty] | UE005 | [21 empty] | 0 | [24 empty] | lunghezza (A) mm | 300 | 350 | 450 | 450 | 600 | 600 | 850 | 1050 | 1250 | 1650 | 600 | 850 | 1050 | 1250 | 1650 | 2050 | 300 | 350 | 450 | 600 | 850 |  | lunghezza (A) mm | 300 | 350 | 450 | 450 | 600 | 600 | 850 | 1050 | 1250 | 1650 | 600 | 850 | 1050 | 1250 | 1650 | 2050 | 300 | 350 | 450 | 600 | 850 |  | lunghezza (A) mm | 300 | 350 | 450 | 450 | 600 | 600 | 850 | 1050 | 1250 | 1650 | 600 | 850 | 1050 | 1250 | 1650 | 2050 | 300 | 350 | 450 | 600 | 850
[11 empty] | UE008 | [21 empty] | 0 | [24 empty] | UE001 | [22 empty] | UE001 | [22 empty] | UE001
[11 empty] | UE009 | [21 empty] | 0 | [24 empty] | UE003 | [22 empty] | UE003 | [22 empty] | UE003
[11 empty] | UE010 | [21 empty] | 0 | [24 empty] | UE005 | [22 empty] | UE005 | [22 empty] | UE005
[11 empty] | UE015 | [21 empty] | 0 | [24 empty] | UE008 | [22 empty] | UE008 | [22 empty] | UE008
[11 empty] | UE018 | [21 empty] | 0 | [24 empty] | UE009 | [22 empty] | UE009 | [22 empty] | UE009
[11 empty] | UE025 | [10 empty] | 2 | 2 | 2 | 2 | 2 | [6 empty] | 0 | [24 empty] | UE010 | [22 empty] | UE010 | [22 empty] | UE010
[11 empty] | UE035 | [12 empty] | 2 | 2 | 2 |  | 2 |  |  |  |  | 0 | [24 empty] | UE015 | [22 empty] | UE015 | [22 empty] | UE015
[11 empty] | UE045 | [16 empty] | 2 | 2 |  |  |  | 0 | [24 empty] | UE018 | [22 empty] | UE018 | [22 empty] | UE018
[11 empty] | UE065 | [16 empty] | 4 |  |  |  |  | 0 | [24 empty] | UE025 | [5 empty] | 2A | 2A | 2A | 2A | 2A | [11 empty] | 1 | UE025 | [5 empty] | B | A | A | A | A | [12 empty] | UE025 | [5 empty] | 2 | 2 | 2 | 2 | 2 | [11 empty] | 2
[11 empty] | UE090 | [16 empty] | 4 | 4 |  |  |  | 0 | [24 empty] | UE035 | [6 empty] | 2A | 2A | 2A | 2A |  | 2B | [9 empty] | 1 | UE035 | [6 empty] | A | A | A | A |  | B | [10 empty] | UE035 | [6 empty] | 2 | 2 | 2 | 2 |  | 2 | [9 empty] | 2
[11 empty] | UE130 | [21 empty] | 0 | [24 empty] | UE045 | [11 empty] | 2B | 2B | [8 empty] | 1 | [23 empty] | UE045 | [11 empty] | 2 | 2 | [8 empty] | 2
[11 empty] | UR002 | [21 empty] | 0 | [23 empty] | 230 3 phase | UE045 | [10 empty] | 1B |  |  | 1B | 1B | 1B | [5 empty] | 1 | UE045 | [10 empty] | B | B | B | B | B | B | [6 empty] | UE045 | [10 empty] | 1 |  |  | 1 | 1 | 1 | [5 empty] | 1
[11 empty] | UR004 | [21 empty] | 0 | [24 empty] | UE065 | [11 empty] | 4B | [9 empty] | 1 | UE065 | [11 empty] | B | [10 empty] | UE065 | [11 empty] | 4 | [9 empty] | 4
[11 empty] | UR006 | [21 empty] | 0 | [24 empty] | UE090 | [11 empty] | 4B | 4B | [8 empty] | 1 | UE090 | [11 empty] | B | B | [9 empty] | UE090 | [11 empty] | 4 | 4 | [8 empty] | 4
[11 empty] | UR010 | [21 empty] | 0 | [24 empty] | UE130 | [22 empty] | UE130 | [22 empty] | UE130
[11 empty] | UR020 | [21 empty] | 0 | [24 empty] | UR002 | [22 empty] | UR002 | [22 empty] | UR002
[11 empty] | UR027 | [21 empty] | 0 | [24 empty] | UR004 | [22 empty] | UR004 | [22 empty] | UR004
[11 empty] | UR040 | [16 empty] | 2 |  |  |  |  | 0 | [24 empty] | UR006 | [22 empty] | UR006 | [22 empty] | UR006
[11 empty] | UR060 | [16 empty] | 4 |  |  |  |  | 0 | [24 empty] | UR010 | [22 empty] | UR010 | [22 empty] | UR010
[11 empty] | UG045 | [21 empty] | 0 | [24 empty] | UR013 | [22 empty] | UR013 | [22 empty] | UR013
[11 empty] | UG090 | [16 empty] | 4 | 4 |  |  |  | 0 | [24 empty] | UR020 |  |  |  | 2A | 2A | 2A | 2A | 2A | 2A | 2A | [11 empty] | 1 | UR020 |  |  |  | A | A | A | A | A | A | A | [12 empty] | UR020 |  |  |  | 2 | 2 | 2 | 2 | 2 | 2 | 2 | [11 empty] | 2
[11 empty] | UG180 | [21 empty] | 0 | [24 empty] | UR027 |  |  |  | 2A |  | 2A | 2A | 2A | 2A | 2A | [11 empty] | 1 | UR027 |  |  |  | A |  | A | A | A | A | A | [12 empty] | UR027 |  |  |  | 2 |  | 2 | 2 | 2 | 2 | 2 | [11 empty] | 2
[34 empty] | 0 | 0 | 0 | 0 | 0 | 0 | 0 | 0 | 0 | 0 | 0 | 0 | 0 | 0 | 0 |  | 0 | 0 | 0 | 0 | 0 | 0 |  |  | UR040 | [11 empty] | 2B | 2B | [8 empty] | 1 | UR040 | [11 empty] | B | B | [9 empty] | UR040 | [11 empty] | 2 | 2 | [8 empty] | 2
[11 empty] | Numero DP | 0 |  |  |  | Numero delle Y |  | 0 | [15 empty] | 0 | 0 | 0 | 0 | 0 | 0 | 0 | 0 | 0 | 0 | 0 | 0 | 0 | 0 | 0 |  | 0 | 0 | 0 | 0 | 0 | 0 |  |  | UR053 | [5 empty] | 4A | 4A | 4A | 4A | [12 empty] | 1 | UR053 | [5 empty] | A | A | A | A | [13 empty] | UR053 | [5 empty] | 4 | 4 | 4 | 4 | [12 empty] | 4
[11 empty] | Tipo DP | [22 empty] | 0 | 0 | 0 | 0 | 0 | 0 | 0 | 0 | 0 | 0 | 0 | 0 | 0 | 0 | 0 |  | 0 | 0 | 0 | 0 | 0 | 0 |  |  | UR060 | [11 empty] | 4B | [9 empty] | 1 | UR060 | [11 empty] | B | [10 empty] | UR060 | [11 empty] | 4 | [9 empty] | 4
[58 empty] | UR080 | [11 empty] | 4B | 4B | [8 empty] | 1 | UR080 | [11 empty] | B | B | [9 empty] | UR080 | [11 empty] | 4 | 4 | [8 empty] | 4
[11 empty] | Cè un DP | 1 |  |  |  | Y |  |  | D | ? | [37 empty] | UG045 | [22 empty] | UG045 | [22 empty] | UG045 | [11 empty] | 4 | [9 empty] | 4
[11 empty] | Numero DP | 2 | 2 |  |  | UEKY00000 |  |  | 30 | 0 | 0 | [36 empty] | UG090 | [11 empty] | 4B | 4B | [8 empty] | 1 | UG090 | [11 empty] | B | B | [9 empty] | UG090 | [11 empty] | 4 | 4 | [8 empty] | 4
[11 empty] | Tipo DP | DP060D40RU | DP060D40RU |  |  | UEKY40X400 |  |  | 40 | 0 | 0 | [36 empty] | UG180 | [22 empty] | UG180 | [22 empty] | UG180
[11 empty] | C'è Y? | 0 | 0 | [48 empty] | 1 | 1 | 1 | 1 | 1 | 1 | 1 | 1 | 1 | 1 | 1 | 1 | 1 | [10 empty] | A | A | A/B | A | A | A | A | B | B | B | B | B | B
Codice Y
[58 empty] | A | Utilizzare kit Carel a Y cod. UEKY000000, ingresso 40 mm e 2 uscite 30 mm | [21 empty] | #N/A
[58 empty] | B | Utilizzare kit Carel a Y cod. UEKY40400, ingresso 40 mm e 2 uscite 40 mm
C1
C2
Vm
Note on W256: Sofia Coin: old formula
Note on W257: Sofia Coin: old formula

## SELECTION
INSTRUCTIONS: insert input data in grey cells. Results appear in green cells. | [9 empty] | 50 Hz
60 Hz
Humidifier
Code | Description |  |  |  |  | Quantity | List price |  |  | No NSF Certification
UR080HL103 | heaterSteam 80 kg/h , 400Vac 3~, with regulation, Titanium version -60 kW - |  |  |  |  | 1 | 6769 |  |  | With NSF Certification
Steam distributor (Chosen by the tool) |  |  |  | Do you want it? (Yes or No)?
Code | Description |  |  |  |  | Quantity | List price
For short absorption distance, take into account the installation of ultimateSAM distributors
Y connection for steam hose (Chosen by the tool)
Code | Description |  |  |  |  | Quantity | List price
Steam hose |  |  |  | Do you want it? (Yes or No)?
Code | Description | [5 empty] | List price
Drain hose |  |  |  | Do you want it? (Yes or No)?
Code | Description | [5 empty] | List price
Active probe for ducts
Code | Description | [5 empty] | List price
DPWC112000 | Active wall mounting sensor: Temperature (-10T60 °C) and humidity (10 to 90% rH) | [5 empty] | 0
DPPC112000 | Active sensor for industrial environments: Temperature (-20T70 °C) and humidity (10 to 90% rH) | [5 empty] | 0
DPPC212000 | Active sensor for industrial environments: Temperature (-20T70 °C) and humidity (0 to 100% rH) | [5 empty] | 0
DPDC112000 | Active sensor for ducts: Temperature (-20T70 °C) and humidity (10 to 90% rH) | [5 empty] | 0
DPDC212000 | Active sensor for ducts: Temperature (-20T70 °C) and humidity (0 to 100% rH) | [5 empty] | 0
ASET030001 | Temperature probe (-30T90 °C) for universal use | [5 empty] | 0
WTS revers osmosis system |  |  |  | Do you want it? (Yes or No)? |  |  |  |  | UR
Code | Description |  |  |  |  | Quantity |  | UR | UG
|  |  |  | grid frequency | 50 Hz | 1 |  |  | UE
1
|  |  |  | Con Certificazione NSF |  | 1
Currency | Eur |  |  |  |  | Discount | 0%
€
Exchange rate | 0 | Eur/ | Eur
[5 empty] | Total |  | 6769
Note:

## OFFER
External Air |  |  | Air flow V | 10000m^3/h | 2,2
90%rH | -5°C | 2,2g/kg | Humidification load | 60,9 kg/h | 60,9
Air after the humidifier: |  |  |  |  | 7,2
50%rH | 20°C | 7,2g/kg |  |  | 60,9
Position | Quantity | Code | Description | Net price
1 | 1 | UR080HL103 | heaterSteam 80 kg/h , 400Vac 3~, with regulation, Titanium version -60 kW - | 6769 |  | 6769
|  |  | TOTAL | 6769
|  |  | View Partial net prices | TRUE
Note:
0

## Steam absoprtion distance-AUTO (hidden)
INSTRUCTIONS: insert input data in grey cells. Results appear in green cells.
[10 empty] | ca | 1.006 | kJ/kg*°K
Input |  |  | External Air |  | Output
| Steam distributor |  |  | Temperature |  | Max kg/h per distributor
| DP060D40RU |  |  | -5 |  | 45
| No. of distributors in the duct |  |  | Relative humidity |  | Distributor length (mm)
| 2 |  |  | 90% |  | 600
| Humidifier capacity (kg/h) |  |  |  |  | Air speed |  | # | code | L mm | Max kg/h
| 80 |  | Duct |  |  | 2.1044 |  | 1 | DP030D22RU | 300 | 4 | 0
[8 empty] | 2 | DP035D22R0 | 332 | 4 | 0
|  |  |  | Air flow V |  | Humidification distance (m) |  | 3 | DP045D22R0 | 438 | 6 | 0
|  |  |  | 10000 |  | 1.46 | = | 4 | DP060D22R0 | 597 | 9 | 0
[8 empty] | 5 | DP085D22R0 | 835 | 9 | 0
|  |  |  | Internal height C2 |  | 1.61 |  | 6 | DP030D30RU | 300 | 15 | 0
|  |  |  | 1100 |  |  |  | 7 | DP035D30R0 | 343 | 5 | 0
[8 empty] | 8 | DP045D30R0 | 427 | 8 | 0
|  |  |  | Internal width C1 |  |  |  | 9 | DP045D30RU | 450 | 15 | 0
|  |  |  | 1200 |  |  |  | 10 | DP060D30R0 | 596 | 12 | 0
[5 empty] | The humidification distance is calculated using the work of Gundacker |  |  | 11 | DP060D30RU | 600 | 15 | 0
[8 empty] | 12 | DP085D30R0 | 850 | 18 | 0
[8 empty] | 13 | DP105D30R0 | 1048 | 18 | 0
[8 empty] | 14 | DP125D30R0 | 1245 | 18 | 0
[8 empty] | 15 | DP165D30R0 | 1640 | 18 | 0
[8 empty] | 16 | DP060D40RU | 600 | 45 | 16
[8 empty] | 17 | DP085D40R0 | 834 | 25 | 0
[8 empty] | 18 | DP105D40R0 | 1015 | 35 | 0
[8 empty] | 19 | DP125D40R0 | 1222 | 45 | 0
[8 empty] | 20 | DP165D40R0 | 1636 | 45 | 0
[8 empty] | 21 | DP205D40R0 | 2025 | 45 | 0
16
[8 empty] | a | -5674.359 | -5800.2206 | c.s. aria J/(°C*g)= | 1.006
[8 empty] | b | 6.3925 | 1.3915 | c.s. vapo J/(°C*g)= | 1.805
[8 empty] | c | -0.0096778 | -0.04864 | c latente J/g= | 2501
[8 empty] | d | 6.2216e-07 | 4.1765e-05 | R Joule/Kmole*°K= | 8313.6
[8 empty] | e | 2.0748e-09 | -1.4452e-08 | coefficiente fs | 1.004
[8 empty] | f | -9.484e-13 | 0 | coefficiente psi | 0.62198
[8 empty] | g | 4.1635 | 6.546
[8 empty] | t in | -5 | t fin | 20 | density | 1.2046
[8 empty] | % in | 90% |  |  | Air velocity m/sec | 2.1044
[8 empty] | T in | 268.15 | T fin | 293.15 | d x | 6.6666
[8 empty] | Psat in | 402.0293 | Psat fin | 2338.8037 | x finale | 8.9046
[8 empty] | P atm | 101325 | x sat | 0.014756 | t finale | 20
[8 empty] | umi spec in kg/kg | 0.002238 | eff sat | 0.53256
Note on M20: Sofia Coin: we consider 10% more on the absorption distance
Note on AG48: Raul Simonetti: Simonetti 27-10-10
Note on AG49: Raul Simonetti: Simonetti 27-10-10

## TENDER TEXT
| UR |  | UE |  | UG
| ITALIANO |  | ITALIANO |  | ITALIANO
heaterSteam suggested standard Tender Text (UR*3 titanium) heaterSteam UR*3 titanium Immersed-resistances steam humidifier for ambient and AHU/duct using drinkable mains water, demineralised water or deionised water. Humidifier heats and boils the water in a stainless steel cylinder. The steam generated is hygienically pure (aseptic). Main technical specs: Rated steam production …………….………kg/h Rated power input …………………………..kW Power supply …………..…………………..VAC 1-phase / 3-phase No. of steam outlets …….……………………. Steam outlet diameter ……………….……..mm Steam pressure……………….………….…..Pa Supply water connection…………..…3/4” G MALE Drain connection…………….……………..……40 mm Accessories for duct installations: Steam lance made of AISI304 with fitting flange and condensate outlet; length …….mm Steam nozzle distributor Accessories for ambient installations: Steam distributor with embedded blower, powder-painted metallic enclosure and air flow deflector for an even distribution of the steam into the ambient. Humidifiers shall have the following characteristics (2, 4, 6, 10, 13, 20, 27, 40, 53, 60, 80 kg/h): • Electric resistances made in titanium with low thermal resistance for fast response, stability of production and safety against overheating; • Water level sensor for the precise control of the water level on the entire conductivity range 0…1500µS/cm, without any change or additional board; • Each element shall have 1 patented PTC to detect and protect against overheating (patented); • User-editable configuration of the controller for the high-accuracy control of the humidity (± 1%rH); • Steam capacity shall be continuously controlled in the range 0..100% of the rated production; • Humidifier shall be suitable for any type of water: tap, demineralised, deionised and softener (≤1µS/cm heaterSteam titanium is needed); • Over-temperature protection on boiler cap (klixon, UR020-UR080); • Models 2-13 kg/h: the boiler shall be made of AISI304 stainless steel, openable for maintenance; models 20-80 kg/h: the boiler shall be made of AISI304 stainless steel, with the lid and a bottom front inspection panel removable for easy servicing; • Embedded conductimeter for the automatic management of the dilution drains and subsequent fills according to the supply water quality; • SSR’s (solid-state relays) for precise modulation of the steam production by dosing the power fed to the water; • Patented antifoam algorithm (AFS) to prevent irregular operation due to the formation of foam inside the cylinder; • The steam generator shall also have twin sensing electrodes for detection of water foaming and high limit water level; • Boiler thermal coating to reduce the heat loss; • Thermal shock feature, removing lime scale from the heating elements, extends the cleaning intervals and makes maintenance quicker; • Kevlar limescale bag inside the boiler for easy and quick maintenance (up to 13kg/h); doesn’t need any additional gaskets; • Boiler’s water temperature probe (NTC); • Pre-heating to keep the water warm in order to reduce the time to production (user-editable pre-heating set point); • The humidifier shall limit the steam production based on a proportional hi-limit probe that is self-adjusting according to AHU/duct air flow; • Humidifier shall have built-in power transformer, no needs of neutral line on power supply or additional external transformer; • Metallic housing with cover removable to allow full front access for easy maintenance; • Electrical section separated by a division wall and including the power circuitry and the control components, manufactured according to state-of-the-art norms; • The built-in USB port can be used for easy software updates, log file and alarm history extraction. Copy and paste parameters between units; • ON/OFF digital input for remote enabling; • Intelligent microprocessor controller with algorithm that automatically adapts operation to the water quality; • 4 built-in relays for remote signalling of: alarm relay, unit status relay (steam production), unit on/off, fan blower relay; • The type of electric signal shall be selectable via keyboard among: on/off (humidistat), 0…10 V, 2…10 V, 0…1 V, 0…20 mA, 4…20 mA and NTC (in case of temperature regulation); • RS485 serial port ready to communicate on Modbus, Bacnet or CAREL protocol for supervisory system. Without any additional devices; • Ethernet port ready to communicate on Modbus or Bacnet protocol for supervisory system. Without any additional devices; • Strat-up wizard for simple step-by-step machine configuration during first commissioning; • Type of controller: control with 9 algorithms always available to the user: on/off, production proportional to an external demand, production proportional to an external demand with modulating limiting probe, built-in %rH regulator with ambient probe, built-in %rH regulator with ambient probe and modulating limiting probe, built-in %rH regulator with two ambient probes (average), built-in temperature (°C/°F) regulator with ambient probe, built-in temperature (°C/°F) regulator with two ambient probes (average), built-in temperature (°C/°F) regulator with ambient and modulating limiting probe; • Master-slave capability to extend the capacity with automatic rotation of units; • Integrated backup of the unit for applications that require continuous service and non-stop humidification; • Maintenance backup to automatic start the second unit during the sevices; • Management of wireless probes (up to 4 ) to avoid cables into the building. User-editable of probes weight; • Plug&play web server for monitoring and setting of unit from remote position; • Keyboard to change the displayed value, edit the system parameters, reset the alarms; • Display of the supply water conductivity; • Selection of the units of measure (SI or Imperial); • Automatic check of valve, pump, water level sensor, presence of supply water at the start-up; • Automatic management of the lack of supply water with automatic restart when the water is available again; • Automatic maintenance warning; • Drain pump for full range of capacity (2…80 kg/h) that helps to remove debris; • The boiler shall be automatically emptied in case of prolonged inactivity, with the inactivity time-out being user-editable; • Compliances: CE, ETL, TÜV PRODUCT SERVICE, EAC; • [optional] wall-mounting %rH probe for civil environment (10 %rH … 90 %rH) • [optional] %rH & temperature industrial probe min. IP54 (0 %rH … 100 %rH, -10T70 °C) • [optional] %rH probe for duct min. IP40 (10 %rH … 90 %rH) • [optional] %rH limit probe for duct min. IP40 (0 %rH … 100 %rH) | heaterSteam suggested standard Tender Text (UR*3 titanium) heaterSteam UR*3 titanium Immersed-resistances steam humidifier for ambient and AHU/duct using drinkable mains water, demineralised water or deionised water. Humidifier heats and boils the water in a stainless steel cylinder. The steam generated is hygienically pure (aseptic). Main technical specs: Rated steam production …………….………kg/h Rated power input …………………………..kW Power supply …………..…………………..VAC 1-phase / 3-phase No. of steam outlets …….……………………. Steam outlet diameter ……………….……..mm Steam pressure……………….………….…..Pa Supply water connection…………..…3/4” G MALE Drain connection…………….……………..……40 mm Accessories for duct installations: Steam lance made of AISI304 with fitting flange and condensate outlet; length …….mm Steam nozzle distributor Accessories for ambient installations: Steam distributor with embedded blower, powder-painted metallic enclosure and air flow deflector for an even distribution of the steam into the ambient. Humidifiers shall have the following characteristics (2, 4, 6, 10, 13, 20, 27, 40, 53, 60, 80 kg/h): • Electric resistances made in titanium with low thermal resistance for fast response, stability of production and safety against overheating; • Water level sensor for the precise control of the water level on the entire conductivity range 0…1500µS/cm, without any change or additional board; • Each element shall have 1 patented PTC to detect and protect against overheating (patented); • User-editable configuration of the controller for the high-accuracy control of the humidity (± 1%rH); • Steam capacity shall be continuously controlled in the range 0..100% of the rated production; • Humidifier shall be suitable for any type of water: tap, demineralised, deionised and softener (≤1µS/cm heaterSteam titanium is needed); • Over-temperature protection on boiler cap (klixon, UR020-UR080); • Models 2-13 kg/h: the boiler shall be made of AISI304 stainless steel, openable for maintenance; models 20-80 kg/h: the boiler shall be made of AISI304 stainless steel, with the lid and a bottom front inspection panel removable for easy servicing; • Embedded conductimeter for the automatic management of the dilution drains and subsequent fills according to the supply water quality; • SSR’s (solid-state relays) for precise modulation of the steam production by dosing the power fed to the water; • Patented antifoam algorithm (AFS) to prevent irregular operation due to the formation of foam inside the cylinder; • The steam generator shall also have twin sensing electrodes for detection of water foaming and high limit water level; • Boiler thermal coating to reduce the heat loss; • Thermal shock feature, removing lime scale from the heating elements, extends the cleaning intervals and makes maintenance quicker; • Kevlar limescale bag inside the boiler for easy and quick maintenance (up to 13kg/h); doesn’t need any additional gaskets; • Boiler’s water temperature probe (NTC); • Pre-heating to keep the water warm in order to reduce the time to production (user-editable pre-heating set point); • The humidifier shall limit the steam production based on a proportional hi-limit probe that is self-adjusting according to AHU/duct air flow; • Humidifier shall have built-in power transformer, no needs of neutral line on power supply or additional external transformer; • Metallic housing with cover removable to allow full front access for easy maintenance; • Electrical section separated by a division wall and including the power circuitry and the control components, manufactured according to state-of-the-art norms; • The built-in USB port can be used for easy software updates, log file and alarm history extraction. Copy and paste parameters between units; • ON/OFF digital input for remote enabling; • Intelligent microprocessor controller with algorithm that automatically adapts operation to the water quality; • 4 built-in relays for remote signalling of: alarm relay, unit status relay (steam production), unit on/off, fan blower relay; • The type of electric signal shall be selectable via keyboard among: on/off (humidistat), 0…10 V, 2…10 V, 0…1 V, 0…20 mA, 4…20 mA and NTC (in case of temperature regulation); • RS485 serial port ready to communicate on Modbus, Bacnet or CAREL protocol for supervisory system. Without any additional devices; • Ethernet port ready to communicate on Modbus or Bacnet protocol for supervisory system. Without any additional devices; • Strat-up wizard for simple step-by-step machine configuration during first commissioning; • Type of controller: control with 9 algorithms always available to the user: on/off, production proportional to an external demand, production proportional to an external demand with modulating limiting probe, built-in %rH regulator with ambient probe, built-in %rH regulator with ambient probe and modulating limiting probe, built-in %rH regulator with two ambient probes (average), built-in temperature (°C/°F) regulator with ambient probe, built-in temperature (°C/°F) regulator with two ambient probes (average), built-in temperature (°C/°F) regulator with ambient and modulating limiting probe; • Master-slave capability to extend the capacity with automatic rotation of units; • Integrated backup of the unit for applications that require continuous service and non-stop humidification; • Maintenance backup to automatic start the second unit during the sevices; • Management of wireless probes (up to 4 ) to avoid cables into the building. User-editable of probes weight; • Plug&play web server for monitoring and setting of unit from remote position; • Keyboard to change the displayed value, edit the system parameters, reset the alarms; • Display of the supply water conductivity; • Selection of the units of measure (SI or Imperial); • Automatic check of valve, pump, water level sensor, presence of supply water at the start-up; • Automatic management of the lack of supply water with automatic restart when the water is available again; • Automatic maintenance warning; • Drain pump for full range of capacity (2…80 kg/h) that helps to remove debris; • The boiler shall be automatically emptied in case of prolonged inactivity, with the inactivity time-out being user-editable; • Compliances: CE, ETL, TÜV PRODUCT SERVICE, EAC; • [optional] wall-mounting %rH probe for civil environment (10 %rH … 90 %rH) • [optional] %rH & temperature industrial probe min. IP54 (0 %rH … 100 %rH, -10T70 °C) • [optional] %rH probe for duct min. IP40 (10 %rH … 90 %rH) • [optional] %rH limit probe for duct min. IP40 (0 %rH … 100 %rH) | heaterSteam Testi per Capitolati (UR*3 titanium) heaterSteam UR*3 titanium Umidificatore a resistenze immerse per ambiente e UTA/condotta che utilizza acqua potabile di rete, acqua demineralizzata o acqua deionizzata. L’umidificatore riscalda e fa bollire l’acqua all’interno di un cilindro in acciaio inox. Il vapore generato è igienicamente puro (asettico). Specifiche tecniche: Produzione nominale di vapore …………….………kg/h Potenza di ingresso nominale …………………………..kW Tensione di alimentazione …………..…………………..VAC 1-phase / 3-phase Numero di uscite vapore …….……………………. Diametro uscite vapore ……………….……..mm Pressione del vapore……………….………….…..Pa Connessione acqua …………..…3/4” G MALE Scarico acqua…………….……………..……40 mm Accessori per installazione in condotta: - Distributore di vapore in acciaio inox AISI304 con flangia di connessione e drenaggio condensa; lunghezza…….mm - Ugello di distribuzione del vapore Accessori per installazione in ambiente: - Distributore di vapore ventilato, box di metallo e deflettore per regolazione del flusso di vapore nell’ambiente. L’umidificatore deve avere le seguenti caratteristiche (2, 4, 6, 10, 13, 20, 27, 40, 53, 60, 80 kg/h): • Resistenze elettriche in titanio a bassa resistenza termica a garanzia di una veloce e stabile produzione di vapore e a sicurezza contro le sovratemperature; • Sensore di livello per un controllo preciso del livello dell’acqua nel cilindro per l’intero range di conducibilità 0…1500µS/cm, senza nessuna variazione o aggiunta di dispositivi esterni; • Ogni resistenza elettrica deve avere una sonda PTC per rilevare la temperatura e proteggere gli elementi riscaldanti dalle sovratemperature (brevetto) • Precisione del controllo dell’umidità programmabile (± 1 %rH). • La regolazione della capacità deve essere impostabile nell’intervallo 0..100% della capacità nominale • L’umidificatore deve essere utilizzabile con ogni tipo d’acqua: di rete, demineralizzata, deionizzata o addolcita (≤1µS/cm è richiesto heaterSteam titanium); • Protezione da sovratemperatura sul coperchio del boiler (klixon, UR020-UR080); • modelli 2-13 kg/h: il cilindro in acciaio AISI 304 deve essere apribile per la manutenzione; modelli 20-80 kg/h: il cilindro deve essere in acciaio AISI304 e apribile: il coperchio e il pannello frontale inferiore (pannello di ispezione) devono essere rimovibili per una facile manutenzione; • Conducimetro integrato per una gestione automatica degli scarichi per diluizione e conseguenti carichi in base alla qualità dell’acqua; • Relè allo stato solido SSR (solid-state relay) per una modulazione precisa della produzione del vapore dosando la potenza; • Algoritmo anti-schiuma (AFS – Anti Foam System) per prevenire un’irregolare produzione dell’umidificatore a causa della formazione di schiuma nel cilindro (brevetto Carel); • Il generatore di vapore dovrà inoltre avere un doppio sensore a elettrodi per determinare l’eventuale schiuma nell’acqua e livello limite dell’acqua; • isolamento termico del boiler per ridurre le perdite di calore; • Funzione di shock termico per rimuovere il calcare dagli elementi riscaldanti, la funzione riduce la pulizia rendendo più facile la manutenzione; • per modelli da 2 a 13 kg/h: sacco in kevlar (riutilizzabile) interno al cilindro per una facile e veloce pulizia; non necessita di guarnizioni aggiuntive; • Sonda di temperatura NTC per l’acqua del boiler; • Funzione di pre-riscaldo per ridurre il tempo di produzione (set point di pre-riscaldo programmabile); • L’umidificatore deve poter limitare la produzione di vapore in base a una sonda limite proporzionalmente e in modo autoadattativo alla portata d’aria della UTA/condotta; • L’umidificatore deve essere dotato di trasformatore interno, non si necessita della linea del neutro per l’alimentazione o di un trasformatore esterno addizionale; • Carpenteria metallica con pannello frontale rimovibile per un facile accesso durante la manutenzione; • Sezione elettrica dedicata e separata da specifica parete che comprende circuito elettrico e componenti di controllo, realizzata a stato dell’arte; • La porta USB a bordo deve poter essere utilizzata per un aggiornamento del software, salvataggio dei log delle variabile e per l’esportazione dello storico allarme. Inoltre, possibilità di esportare e importare i valori dei parametri tra le unità; • Ingresso digitale di tipo ON/OFF per attivazione/disattivazione da remoto; • Controllo delle operazioni con algoritmo autoadattativo in base alla qualità dell’acqua; • 4 relè a bordo per la segnalazione remota di: segnale di allarme, stato unità (produzione vapore), unità on/off, relè per la testata ventilante; • Il tipo di segnale deve essere selezionabile da interfaccia utente tra: on/off (umidostato), 0…10 V, 2…10 V, 0…1 V, 0…20 mA, 4…20 mA e NTC (in caso di regolazione in temperatura); • Porta seriale RS485 per comunicazione con dispositivi CAREL, Modbus® e Bacnet. Senza l’aggiunta di dispositivi esterni; • Porta Ethernet per comunicazione con dispositive Modbus® o Bacnet. Senza l’aggiunta di dispositivi esterni; • Strat-up wizard per facile configurazione dell’unità a step durante il primo avvio; • Tipo di regolazione: controllo con 9 tipi di algoritmi sempre a disposizione dell’utente: on/off, produzione proporzionale ad una richiesta esterna, produzione proporzionale ad una richiesta esterna con sonda limite modulante, regolazione integrata %rH con sonde ambiente e sonda limite modulante, regolazione integrata %rH con due sonde ambiente (media), regolazione integrata in temperatura (°C/°F) con sonda ambiente, regolazione integrata in temperatura (°C/°F) con due sonde ambiente (media), regolazione integrata in temperatura (°C/°F) con sonda ambiente e sonda limite; • Funzione Master-slave per estendere la capacità di vapore con rotazione automatica delle unità; • Funzione di backup delle unità integrata per applicazioni che richiedono servizio continuativo ed evitare fermi macchina per la manutenzione; • Funzione di backup per manutenzione per attivazione automatica di una seconda unità durante la manutenzione; • Gestione di sonde wireless (fino a 4) per evitare il cablaggio negli edifici. Definizione del peso delle sonde da parte dell’utente; • Plug&Play web server per monitoraggio e impostazione dell’unità da posizione remota; • Tastiera per cambiare valore in visualizzazione, per settare i parametri, e resettare gli allarmi; • Visualizzazione della conducibilità dell’acqua di ingresso; • Selezione delle unità di misura (SI o Imperial); • Controllo automatico della valvola, pompa, sensore di livello acqua, presenza di acqua di ingresso durante l’avviamento dell’umidificatore; • Gestione automatica della mancanza di acqua di ingresso con riavvio automatico quando l’acqua è presente nuovamente; • Messaggi automatici di manutenzione; • Pompa di drenaggio acqua sull’intero range di capacità (2…80kg/h) per un facile scarico dei residui di calcare; • Il cilindro devono essere automaticamente svuotati dall’acqua nel caso di prolungata inattività, il time-out deve essere programmabile dall’utente; • compliances: CE, ETL, TÜV PRODUCT SERVICE, EAC; • [Opzionale] sonda di umidità %rH a muro per applicazioni civili (10 %rH … 90 %rH) • [Opzionale] sonda di umidità %rH e di temperatura per applicazioni industriali IP54 (0 %rH … 100 %rH, -10T70 °C) • [Opzionale] sonda di umidità %rH per condotta IP40 (10 %rH … 90 %rH) • [Opzionale] sonda limite di umidità %rH per condotta IP40 (0 %rH … 100 %rH) | humiSteam TESTO per capitolato Umidificatore isotermico a vapore per ambiente e condotta ad elettrodi immersi in acqua potabile di rete (1.5, 3, 5, 8, 9, 10, 15, 18, 25, 35, 45, 65, 90, 130 kg/h). I modelli modulanti UE*X* devono avere le seguenti caratteristiche (1.5, 3, 5, 8, 9, 10, 15, 18, 25, 35, 45, 65, 90, 130 kg/h): - conformità CE, CETLUS, TÜV PRODUCT SERVICE, PCT - copertura in lamiera pressopiegata e pre-verniciata facilmente rimuovibile frontalmente per le operazioni d’assistenza e manutenzione - vano elettrico separato da setto metallico e comprendente la circuiteria di potenza e i componenti di regolazione e controllo, cablato a regola d’arte secondo le vigenti normative di sicurezza - cilindri di serie usa-e-getta in materiale plastico HB secondo UL94 oppure cilindri apribili e pulibili di tipo V0 secondo UL94 - acqua di carico: di rete, potabile (range minimo di conducibilità accettabile 75 – 1250 µS/cm) - elettrodi immersi in acciaio zincato ad elevata superficie di scambio - pompa di scarico - vasca di raccolta sul fondo per prevenire allagamenti in casi di eventuali perdite d’acqua - conducimetro integrato per una gestione completamente automatica di carichi e scarichi in funzione del tipo d’acqua di alimentazione - ingresso digitale ON/OFF per l’abilitazione remota - relè cumulativo di allarme per la segnalazione remota di guasti e/o malfunzionamenti - due ingressi analogici per segnale esterno di richiesta e sonde: gli ingressi sono impostabili da tastiera per segnale di tipo on/off (umidostato), 0…10 V, 2…10 V, 0…1 V, 0…20 mA, 4…20 mA, 0-135 Ohm, 135-10000 Ohm, NTC - possibilità di collegare una sonda limite per evitare di bagnare la condotta - porta seriale RS485 predisposta per la comunicazione con i sistemi CAREL o via Modbus® RTU - controllo pHC (famiglia pCO) con display grafico per messaggistica ad icone di facile ed immediata comprensione e con algoritmi di regolazione auto-adattantesi alla qualità dell’acqua - controllore con 6 algoritmi di regolazione attivabili in ogni momento: on/off, proporzionale da segnale esterno, proporzionale da segnale esterno e sonda modulante limite, regolatore integrato di umidità con sonda ambiente, regolatore integrato di umidità con sonda ambiente e sonda modulante limite, regolatore integrato di temperatura per bagni turchi - display grafico remotabile fino a 50 m senza alimentatore esterno (fino a 200 m con alimentatore esterno) per la visualizzazione della richiesta di produzione, misura della sonda ambientale, misura della sonda limite, produzione istantanea di vapore, allarmi, parametri di sistema - tastiera per cambiare la visualizzazione a display, modificare i parametri di sistema, azzerare gli allarmi - impostazione manuale e modulazione della massima portata di vapore dal 20% al 100% della portata nominale (dal 10% per le unità da 90 e 130 kg/h) - algoritmo antischiuma brevettato (AFS) per prevenire l’irregolarità di funzionamento dovuto alla formazione di schiuma all’interno del cilindro - definizione di fasce orarie per l’on/off giornaliero e settimanale - definizione di max. 4 set point in funzione dell’ora del giorno - visualizzazione della conducibilità dell’acqua di alimentazione - scelta della lingua - scelta del sistema di unità di misura (SI o Imperiale) - scelta della logica del relè d’allarme (NO o NC) - storico allarmi (200 allarmi) - disabilitazione anche da tastiera - gestione della mancanza d’acqua di alimentazione con ripartenza automatica in caso di ritornata disponibilità - auto-diagnosi iniziale automatica - avvisi di manutenzione automatici e temporizzati (questi ultimi impostabili a seconda delle esigenze) - svuotamento automatico del cilindro bollitore in caso di fermo prolungato (impostabile) per evitare la formazione di acqua stagnante - svuotamento periodico del cilindro bollitore (impostabile) per rimuovere i fanghi che si formano con acqua ricche di sostanze in sospensione (per esempio, humus) - start/stop di un de-umidificatore esterno in base a un set point di umidità impostabile - attivazione manuale delle uscite digitali per manutenzione - modelli da 90 e 130 kg/h con 2 cilindri: selezione del funzionamento in serie o in parallelo dei due cilindri - optional: comunicazione con BMS LON®, BACnet™ over Ethernet, BACnet™ over IP, BACnet™ over MS/TP, TCP/IP, SNMP, DHCP, HTTP, FTP - optional: diagnostica remota via GSM - optional: sonda di umidità a muro per ambiente civile (10 %rH … 90 %rH) - optional: sonda di umidità/temperatura a muro per ambiente industriale min. IP54 (0 %rH … 100 %rH, -10T70 °C) - optional: sonda di umidità per condotta min. IP40 (10 %rH … 90 %rH) - sonda di umidità limite per condotta min. IP40 (0 %rH … 100 %rH) - optional: sonda di temperatura universale min. IP55 (-30T90 °C) I modelli modulanti UE*W* per bagni turchi devono avere le seguenti caratteristiche (1.5, 3, 5, 8, 9, 10, 15, 18, 25, 35, 45, 65 kg/h): - conformità CE, CETLUS, TÜV PRODUCT SERVICE, PCT - copertura in lamiera pressopiegata e pre-verniciata facilmente rimuovibile frontalmente per le operazioni d’assistenza e manutenzione - vano elettrico separato da setto metallico e comprendente la circuiteria di potenza e i componenti di regolazione e controllo, cablato a regola d’arte secondo le vigenti normative di sicurezza - cilindri usa-e-getta in materiale plastico HB secondo UL94 di serie - cilindri apribili e pulibili di tipo V0 secondo UL94 ordinabili a parte - elettrodi immersi in acciaio zincato ad elevata superficie di scambio - conducimetro integrato per una gestione completamente automatica di carichi e scarichi in funzione del tipo d’acqua di alimentazione - ingresso digitale ON/OFF per l’abilitazione remota - relè cumulativo di allarme per la segnalazione remota di guasti e/o malfunzionamenti - due ingressi analogici per segnale esterno di richiesta e sonde: gli ingressi sono impostabili da tastiera per segnale di tipo on/off (umidostato), 0…10 V, 2…10 V, 0…1 V, 0…20 mA, 4…20 mA, NTC e 0-135 Ohm - porta seriale RS485 predisposta per la comunicazione con i sistemi CAREL o via Modbus® RTU - controllo pHC (famiglia pCO) con display grafico per messaggistica ad icone di facile ed immediata comprensione - controllore con algoritmo di regolazione della temperatura in base alla lettura di max 2 sonde di temperatura ed auto-adattantesi alla qualità dell’acqua - le letture delle 2 sonde di temperatura possono essere mediate con 2 pesi diversi - display grafico remotabile fino a 50 m senza alimentatore esterno (fino a 200 m con alimentatore esterno) per la visualizzazione della richiesta di produzione, misura della sonda ambientale, misura della sonda limite, produzione istantanea di vapore, allarmi, parametri di sistema - tastiera per cambiare la visualizzazione a display, modificare i parametri di sistema, azzerare gli allarmi - impostazione manuale e modulazione della massima portata di vapore dal 20% al 100% della portata nominale - start/stop di 3 pompe esterne per essenze con tempistiche definibile dall’utente - start/stop di una pompa esterna per il ciclo di sanificazione impostabile dall’utente - gestione di 2 ventilatori (immissione ed estrazione) - on/off della luce interna - algoritmo antischiuma brevettato (AFS) per prevenire l’irregolarità di funzionamento dovuto alla formazione di schiuma all’interno del cilindro - definizione di fasce orarie per l’on/off giornaliero e settimanale - definizione di max. 4 set point in funzione dell’ora del giorno - visualizzazione della conducibilità dell’acqua di alimentazione - scelta della lingua - scelta del sistema di unità di misura (SI o Imperiale) - scelta della logica del relè d’allarme (NO o NC) - storico allarmi (200 allarmi) - disabilitazione anche da tastiera - gestione della mancanza d’acqua di alimentazione con ripartenza automatica in caso di ritornata disponibilità - auto-diagnosi iniziale automatica - avvisi di manutenzione automatici e temporizzati (questi ultimi impostabili a seconda delle esigenze) - svuotamento automatico del cilindro bollitore in caso di fermo prolungato (impostabile) per evitare la formazione di acqua stagnante - svuotamento periodico del cilindro bollitore (impostabile) per rimuovere i fanghi che si formano con acqua ricche di sostanze in sospensione (per esempio, humus) - start/stop di un de-umidificatore esterno in base a un set point di umidità impostabile - attivazione manuale delle uscite digitali per manutenzione - optional: comunicazione con BMS LON®, BACnet™ over Ethernet, BACnet™ over IP, BACnet™ over MS/TP, TCP/IP, SNMP, DHCP, HTTP, FTP - optional: diagnostica remota via GSM - optional: sonda di umidità/temperatura a muro per ambiente industriale min. IP54 (0 %rH … 100 %rH, -10T70 °C) - optional: sonda di temperatura universale min. IP55 (-30T90 °C) I modelli modulanti UE*Y* devono avere le seguenti caratteristiche (1.5, 3, 5, 8, 9, 10, 15, 18, 25, 35, 45, 65kg/h): - conformità CE, CETLUS, TÜV PRODUCT SERVICE, PCT - copertura in lamiera pressopiegata e pre-verniciata facilmente rimuovibile frontalmente per le operazioni d’assistenza e manutenzione - vano elettrico separato da setto metallico e comprendente la circuiteria di potenza e i componenti di regolazione e controllo, cablato a regola d’arte secondo le vigenti normative di sicurezza - cilindri di serie usa-e-getta in materiale plastico HB secondo UL94 oppure apribili e pulibili di tipo V0 secondo UL94 - acqua di carico: di rete, potabile (range minimo di conducibilità accettabile 75 – 1250 µS/cm) - elettrodi immersi in acciaio zincato ad elevata superficie di scambio - pompa di scarico - vasca di raccolta sul fondo per prevenire allagamenti in casi di eventuali perdite d’acqua - conducimetro integrato per una gestione completamente automatica di carichi e scarichi in funzione del tipo d’acqua di alimentazione - ingresso digitale ON/OFF per l’abilitazione remota - relè cumulativo di allarme per la segnalazione remota di guasti e/o malfunzionamenti - un ingresso analogico per segnale esterno di richiesta: l’ingresso è impostabile da tastiera per segnale di tipo on/off (umidostato), 0…10 V, 2…10 V, 0…20 mA e 4…20 mA - porta seriale RS485 predisposta per la comunicazione con i sistemi CAREL o via Modbus® RTU - controllo con terminale ad icone di facile ed immediata comprensione e con algoritmi di regolazione auto-adattantesi alla qualità dell’acqua - controllore con 2 algoritmi di regolazione attivabili in ogni momento: on/off e proporzionale da segnale esterno - terminale remotabile fino a 20 m per la visualizzazione della richiesta di produzione, produzione istantanea di vapore, allarmi, parametri di sistema - tastiera per cambiare la visualizzazione a display, modificare i parametri di sistema, azzerare gli allarmi - impostazione manuale e modulazione della massima portata di vapore dal 20% al 100% della portata nominale - algoritmo antischiuma brevettato (AFS) per prevenire l’irregolarità di funzionamento dovuto alla formazione di schiuma all’interno del cilindro - visualizzazione della conducibilità dell’acqua di alimentazione - scelta del sistema di unità di misura (SI o Imperiale) - scelta della logica del relè d’allarme (NO o NC) - storico allarmi (200 allarmi) - gestione della mancanza d’acqua di alimentazione con ripartenza automatica in caso di ritornata disponibilità - auto-diagnosi iniziale automatica - avvisi di manutenzione automatici e temporizzati (questi ultimi impostabili a seconda delle esigenze) - svuotamento automatico del cilindro bollitore in caso di fermo prolungato (impostabile) per evitare la formazione di acqua stagnante - svuotamento periodico del cilindro bollitore (impostabile) per rimuovere i fanghi che si formano con acqua ricche di sostanze in sospensione (per esempio, humus) Caratteristiche tecniche principali: - Produzione nominale Max di vapore ………kg/h - Potenza elettrica assorbita…………………..kW - Tensione d’alimentazione…………………..VAC 1-fase / 3-fase - Numero di uscite vapore……………………. - Diametro uscita vapore……………….……..mm - Pressione Max d’uscita vapore………….…..Pa - Attacco acqua di alimentazione…………..…3/4” G MASCHIO - Scarico acqua…………….……………..……40 mm Accessori per installazione in condotta: - Distributore lineare forato in acciaio inox AISI304 completo di staffa di fissaggio e raccordo di drenaggio condensa; lunghezza …….mm - Ugello diffusore in materiale plastica Accessori per installazione in ambiente: - Distributore di vapore ventilato, costituito da carpenteria in lamiera verniciata contenente ventilatore e deflettore regolabile per una corretta ed uniforme distribuzione del vapore in ambiente. | humiSteam standard Tender text Immersed-electrodes steam humidifier for ambient and AHU/duct using drinkable mains water (1.5, 3, 5, 8, 9, 10, 15, 18, 25, 35, 45, 65, 90, 130 kg/h). Modulating models UE*X* Modulating models UE*X* shall have the following characteristics (1.5, 3, 5, 8, 9, 10, 15, 18, 25, 35, 45, 65, 90, 130 kg/h): • compliances: CE, CETLUS, TÜV PRODUCT SERVICE, PCT • metallic housing with cover removable to allow 180° front access for easy maintenance • electric section separated by a divider wall and including the power circuitry and the control components, manufactured according to the state-of-the-art norms • standard cylinder: disposable cylinder, rated HB according to UL 94, or cleanable cylinder, rated V0 according to UL 94 • supply water: from mains, drinkable, conductivity range (min) 75 – 1250 µS/cm • drain pump • bottom pan that collects and drains small leaks • immersed electrodes made of galvanized steel with high contact surface • embedded conductimetre for the automatic management of the dilution drains and subsequent fills according to the supply water quality • ON/OFF digital input for remote enabling • cumulative alarm relay for the remote signalling of faults and/or malfunctions • 2 analogue inputs for probes and external demand. The type of electrical signal for both shall be selectable via keyboard among: on/off (humidistat), 0…10 V, 2…10 V, 0…1 V, 0…20 mA, 4…20 mA, 0-135 Ohm, 135-10000 Ohm, NTC • RS485 serial port ready to communicate with CAREL devices or via Modbus® RTU • pHC control (pCO family) with user-friendly graphic display (icons and messages readily understandable) and with algorithms that automatically adapt the operations to the water quality • controller with 6 algorithms always available to the user: on/off, production proportional to an external demand, production proportional to an external demand and modulating limiting probe, built-in %rH controller with ambient probe, built-in %rH controller with ambient probe and modulating limiting probe, built-in temperature controller with ambient probe • graphic display remotable up to 50 m without external power supply (200 m with external power supply) to show demand, ambient probe reading, limit probe reading, steam production, alarms, system parameters • keyboard to change the displayed value, edit the system parameters, reset the alarms • maximum production can be manually set from 20% to 100% of the rated production (from 10% for models 90 and 130 kg/h) • patented antifoam algorithm (AFS) to prevent irregular operation due to the formation of foam inside the cylinder • daily and weekly on/off timers • up to 4 different daily automatic set points shall be editable • display of the supply water conductivity • selection of the language • selection of the units of measure (SI or Imperial) • the relay logic shall be selectable (NO or NC) • alarm history (200 alarms) • the humidifier shall also be enabled/disabled from the keyboard • automatic management of the lack of supply water with automatic restart when the water is available again • automatic initial self-test • maintenance warnings and alarms, both automatic and timed (the latter can be set by the user) • the boiler(s) shall be automatically emptied in case of prolonged inactivity, with the inactivity time-out user-editable • periodical flush (user-editable) to remove deposits that build up with turbid water (e.g., humus) • start/stop of an external de-humidifier according to a user-editable %rH set point • it shall be possible to force each digital output for servicing • models 90 and 130 kg/h with 2 boilers: selection between sequence and parallel duty of the boilers • optional: communication via LON®, BACnet™ over Ethernet, BACnet™ over IP, BACnet™ over MS/TP, TCP/IP, SNMP, DHCP, HTTP, FTP • optional: remote diagnostic via GSM • optional: wall-mounting %rH probe for civil environment (10 %rH … 90 %rH) • optional: %rH & temperature industrial probe min. IP54 (0 %rH … 100 %rH, -10T70 °C) • optional: %rH probe for duct min. IP40 (10 %rH … 90 %rH) • optional: %rH limit probe for duct min. IP40 (0 %rH … 100 %rH) • optional: temperature probe min. IP55 (-30T90 °C) Modulating models UE*W* Modulating models UE*W* dedicated to steam baths shall have the following characteristics (1.5, 3, 5, 8, 9, 10, 15, 18, 25, 35, 45, 65 kg/h): • compliances: CE, CETLUS, TÜV PRODUCT SERVICE, PCT • metallic housing with cover removable to allow 180° front access for easy maintenance • electric section separated by a divider wall and including the power circuitry and the control components, manufactured according to the state-of-the-art norms • disposable cylinder as standard, rated HB according to UL 94 • cleanable cylinder as optional, rated V0 according to UL 94 • immersed electrodes made of galvanized steel with high contact surface • embedded conductimetre for the automatic management of the dilution drains and subsequent fills according to the supply water quality • ON/OFF digital input for remote enabling • cumulative alarm relay for the remote signalling of faults and/or malfunctions • 2 analogue inputs for probes and external demand. The type of electrical signal for both shall be selectable via keyboard among: on/off (humidistat), 0…10 V, 2…10 V, 0…1 V, 0…20 mA and 4…20 mA • RS485 serial port ready to communicate with CAREL devices or via Modbus® RTU • pHC control (pCO family) with user-friendly graphic display (icons and messages readily understandable) • the control is for temperature only by means of 1 or 2 temperature probes and automatically adapts the operations to the water quality • the readings of the 2 probes shall be averaged and the weighs of the average shall be user editable • graphic display remotable up to 50 m without external power supply (200 m with external power supply) to show demand, ambient probe reading, limit probe reading, steam production, alarms, system parameters • keyboard to change the displayed value, edit the system parameters, reset the alarms • maximum production can be manually set from 20% to 100% of the rated production • start/stop of up to 3 external pump essences with user-editable timings • start/stop of an external sanitizer pump with user-editable timings • start/stop of 2 fans • on/off of the internal light • patented antifoam algorithm (AFS) to prevent irregular operation due to the formation of foam inside the cylinder • daily and weekly on/off timers • up to 4 different daily automatic set points shall be editable • display of the supply water conductivity • selection of the language • selection of the units of measure (SI or Imperial) • the relay logic shall be selectable (NO or NC) • alarm history (200 alarms) • the humidifier shall also be enabled/disabled from the keyboard • automatic management of the lack of supply water with automatic restart when the water is available again • automatic initial self-test • maintenance warnings and alarms, both automatic and timed (the latter can be set by the user) • the boiler(s) shall be automatically emptied in case of prolonged inactivity, with the inactivity time-out user-editable • periodical flush (user-editable) to remove deposits that build up with turbid water (e.g., humus) • start/stop of an external de-humidifier according to a user-editable %rH set point • it shall be possible to force each digital output for servicing • optional: communication via LON®, BACnet™ over Ethernet, BACnet™ over IP, BACnet™ over MS/TP, TCP/IP, SNMP, DHCP, HTTP, FTP • optional: remote diagnostic via GSM • optional: %rH & temperature industrial probe min. IP54 (0 %rH … 100 %rH, -10T70 °C) • optional: temperature probe min. IP55 (-30T90 °C) Modulating models UE*Y* Modulating models UE*Y* shall have the following characteristics (1.5, 3, 5, 8, 9, 10, 15, 18, 25, 35, 45, 65 kg/h): • compliances: CE, CETLUS, TÜV PRODUCT SERVICE, PCT • metallic housing with cover removable to allow 180° front access for easy maintenance • electric section separated by a divider wall and including the power circuitry and the control components, manufactured according to the state-of-the-art norms • standard cylinder: disposable cylinder, rated HB according to UL 94, or cleanable cylinder, rated V0 according to UL 94 • supply water: from mains, drinkable, conductivity range (min) 75 – 1250 µS/cm • drain pump • bottom pan that collects and drains small leaks • immersed electrodes made of galvanized steel with high contact surface • embedded conductimetre for the automatic management of the dilution drains and subsequent fills according to the supply water quality • ON/OFF digital input for remote enabling • cumulative alarm relay for the remote signalling of faults and/or malfunctions • 1 analogue input for the external demand. The type of electrical signal shall be selectable via keyboard among: on/off (humidistat), 0…10 V, 2…10 V, 0…20 mA and 4…20 mA • RS485 serial port ready to communicate with CAREL devices or via Modbus® RTU • user-friendly terminal with display with icons and with algorithms that automatically adapt the operations to the water quality • controller with 2 algorithms always available to the user: on/off and production proportional • terminal remotable up to 20 m to show demand, steam production, alarms, system parameters • keyboard to change the displayed value, edit the system parameters, reset the alarms • maximum production can be manually set from 20% to 100% of the rated production • patented antifoam algorithm (AFS) to prevent irregular operation due to the formation of foam inside the cylinder • display of the supply water conductivity • selection of the units of measure (SI or Imperial) • the relay logic shall be selectable (NO or NC) • alarm history (200 alarms) • automatic management of the lack of supply water with automatic restart when the water is available again • automatic initial self-test • maintenance warnings and alarms, both automatic and timed (the latter can be set by the user) • the boiler(s) shall be automatically emptied in case of prolonged inactivity, with the inactivity time-out user-editable • periodical flush (user-editable) to remove deposits that build up with turbid water (e.g., humus) Main technical specs: Rated steam production …………….………kg/h Rated power input …………………………..kW Power supply …………..…………………..VAC 1-phase / 3-phase No. of steam outlets …….……………………. Steam outlet diameter ……………….……..mm Steam pressure……………….………….…..Pa Supply water connection…………..…3/4” G MALE Drain connection…………….……………..……40 mm Accessories for duct installations: Steam lance made of AISI304 with fitting flange and condensate outlet; length …….mm Steam nozzle distributor Accessories for ambient installations: Steam distributor with embedded blower, powder-painted metallic enclosure and air flow deflector for an even distribution of the steam into the ambient. | gaSteam CAREL testo per capitolato Umidificatore isotermico a vapore per ambiente e AHU/condotta alimentato a gas ed acqua potabile di rete o demineralizzata (45, 90, 180 kg/h). Caratteristiche generali: • conformità CE, TÜV DVGW, CETLUS, AGA per la scheda di controllo fiamma • copertura in lamiera di acciaio pressopiegata e verniciata a polvere facilmente rimuovibile sia frontalmente sia lateralmente sia superiormente per le operazioni d’assistenza e manutenzione • vano elettrico e treno gas separato da setto metallico e comprendente la circuiteria di potenza e i componenti di regolazione e controllo, cablato a regola d’arte secondo le vigenti normative di sicurezza • boiler per la produzione di vapore in acciaio inox AISI 304 L ispezionabile: coperchio e flangia frontale inferiore rimuovibili per la pulizia del calcare e la manutenzione • il boiler deve avere un rivestimento termico esterno per limitare le dispersioni termiche • scambiatore di calore ad alto rendimento in acciaio inox AISI 316 L; composto da 4 elementi affiancati per 45 kg/h e 7 elementi affiancati per 90/180 kg/h. • adattabilità a vari tipi di gas (metano G20 e G25, propano (gpl) G31) per mezzo di una semplice modica di parametri del controllore • bruciatore pre-mix a pressione negativa con soffiante modulante ed efficienza dal 92% al 95% a seconda del modello • emissioni di NOX: classe 5 per i modelli 45, 90 e 180 kg/h • sonda NTC per la misura della temperatura fumi e blocco in caso di sovratemperatura • klixon di sicurezza a riarmo manuale in caso di sovratemperatura fumi • sensore per il controllo preciso del livello dell’acqua • conducimetro integrato per una gestione completamente automatica di carichi e scarichi in funzione del tipo d’acqua di alimentazione • due ingressi analogici per segnale esterno di richiesta e sonde: gli ingressi sono impostabili da tastiera per segnale di tipo on/off (umidostato), 0…10 V, 2…10 V, 0…1 V, 0…20 mA, 4…20 mA, NTC, 0-135 Ohm • sonda di temperatura acqua • ingresso digitale ON/OFF per l’abilitazione remota • relè cumulativo di allarme per la segnalazione remota di guasti e/o malfunzionamenti • replica della produzione di vapore per mezzo di un’uscita 0-10 V dedicata per eventuali dispositivi esterni • porta seriale RS485 predisposta per la comunicazione con i sistemi CAREL o via Modbus® • controllo pHC (famiglia pCO) con display grafico per messaggistica ad icone di facile ed immediata comprensione e con algoritmi di regolazione auto-adattantesi alla qualità dell’acqua • 6 algoritmi di regolazione attivabili in ogni momento: on/off, proporzionale da segnale esterno, regolatore integrato di umidità con sonda ambiente, regolatore integrato di umidità con sonda ambiente e sonda modulante limite, regolatore integrato di temperatura per bagni turchi, regolazione proporzionale con segnale impostato da un controllore esterno e limite in umidità • display grafico remotabile fino a 50 m senza alimentatore esterno (fino a 200 m con alimentatore esterno) per la visualizzazione della richiesta di produzione, misura della sonda ambientale, misura della sonda limite, produzione istantanea di vapore, allarmi, parametri di sistema • tastiera per cambiare la visualizzazione a display, modificare i parametri di sistema, azzerare gli allarmi • impostazione manuale e modulazione della portata massima di vapore dal 25% al 100% della portata nominale (dal 12.5% per il modello da 180 kg/h) • algoritmo antischiuma brevettato (AFS) per prevenire l’irregolarità di funzionamento dovuto alla formazione di schiuma all’interno del boiler • definizione di fasce orarie per l’on/off giornaliero e settimanale • definizione di max. 4 set point in funzione dell’ora del giorno • visualizzazione della conducibilità dell’acqua di alimentazione • scelta della lingua • scelta del sistema di unità di misura (SI o Imperiale) • scelta della logica del relè d’allarme (NO o NC) • storico allarmi (200 allarmi con data e ora) • disabilitazione anche da tastiera • test automatico delle valvole, pompa e del sensore di livello dell’acqua all’avvio dell’umidificatore, compresa la verifica della presenza dell’acqua di alimentazione • auto-diagnosi iniziale automatica • avvisi di manutenzione automatici • gestione della mancanza d’acqua di alimentazione con ripartenza automatica in caso di ritornata disponibilità • pre-riscaldamento attivabile per mantenere l’acqua calda e ridurre i tempi di produzione del vapore • funzionalità antigelo automatica per l’acqua nel boiler • svuotamento automatico del cilindro bollitore in caso di fermo prolungato (impostabile) per evitare la formazione di acqua stagnante • stima delle incrostazioni calcaree con avvisi automatici di manutenzione in base alla temperatura fumi (NTC) • start/stop di un de-umidificatore esterno in base a un set point di umidità impostabile • attivazione manuale delle uscite digitali per manutenzione • modello da 180 kg/h con 2 bruciatori: selezione del funzionamento in serie o in parallelo dei due bruciatori • modello da 180 kg/h con 2 bruciatori: abilitazione della rotazione dei bruciatori per uniformità d’usura (a differenza di tempo impostabile durante il funzionamento o alla ripartenza) • optional: comunicazione con BMS LON®, BACnet™ over Ethernet, BACnet™ over IP, BACnet™ over MS/TP, TCP/IP, SNMP, DHCP, HTTP, FTP • optional: diagnostica remota via GSM • optional: sonda di umidità a muro per ambiente civile (10 %rH … 90 %rH) • optional: sonda di umidità/temperatura a muro per ambiente industriale min. IP54 (0 %rH … 100 %rH, -10T70 °C) • optional: sonda di umidità per condotta min. IP40 (10 %rH … 90 %rH) • sonda di umidità limite per condotta min. IP40 (0 %rH … 100 %rH) • optional: sonda di temperatura universale min. IP55 (-30T90 °C) Caratteristiche tecniche principali: Produzione nominale Max di vapore ………kg/h Portata termica ………………………………..kW Gas G20/G25/G31 Classe NOX 5 (UG045, UG090) / 4 (UG180) Tensione d’alimentazione 230 VAC 1-fase, max 300 W Numero di uscite vapore……………………. Diametro uscita vapore 40 mm Pressione Max d’uscita vapore 2000 Pa Attacco acqua di alimentazione 3/4” G MASCHIO Scarico acqua…………….……………..……40 mm Accessori per installazione in condotta: Distributore lineare forato in acciaio inox AISI304 completo di staffa di fissaggio e raccordo di drenaggio condensa; lunghezza …….mm | gaSteam standard tender text Gas-driven steam humidifier for ambient and AHU/duct using drinkable mains water or demineralised water (45, 90, 180 kg/h). General specifications: • compliances: CE, TÜV DVGW, CETLUS, AGA for ignition flame control board • metallic housing with top, side and front panels removable to allow access for easy maintenance • electric section with gas train separated by a divider wall and including the power circuitry and the control components, manufactured according to the state-of-the-art norms • boiler made of AISI 304 L openable: the lid and the bottom front door shall be removable for easy maintenance • the boiler shall have a thermal coating to reduce the heat loss • high efficiency heat exchanger made of stainless steel AISI 316 L; shall be formed by 4 plates for 45 kg/h and 7 plates for 90/180 kg/h. • straightforward configuration for different gases (methane G20 & G25, propane (lpg) G31) by editing a small set of controller parameters • negative pressure pre-mix burner with modulatine blower and high efficiency (92% to 95% according to the model) • low NOX emissions: class 5 for models 45, 90 & 180 kg/h • NTC probe for reading the fumes temperature and block the humidifier in case of overheating • manual-reset safety klixon to detect fumes overheating • water level sensor for the precise control of the water level • embedded conductimetre for the automatic management of the dilution drains and subsequent fills according to the supply water quality • 2 analogue inputs for probes and external demand. The type of electrical signal for both shall be selectable via keyboard among: on/off (humidistat), 0…10 V, 2…10 V, 0…1 V, 0…20 mA, 4…20 mA, NTC, 0-135 Ohm • boiler’s water temperature probe • ON/OFF digital input for remote enabling • cumulative alarm relay for the remote signalling of faults and/or malfunctions • dedicated 0-10V output to replicate the steam production for an external device • connection via RS485 (CAREL devices only) and Modbus® readily available • pHC control (pCO family) with user-friendly graphic display (icons and messages readily understandable) and with algorithms that automatically adapt the operations to the water quality • 6 algorithms always available to the user: on/off, production proportional to an external demand, built-in %rH regulator with ambient probe, built-in %rH regulator with ambient probe and modulating limiting probe, built-in temperature regulator with ambient probe, Proportional control with signal set by an external controller and limit humidity • graphic display remotable up to 50 m without external power supply (200 m with external power supply) to show demand, ambient probe reading, limit probe reading, steam production, alarms, system parameters • keyboard to change the displayed value, edit the system parameters, reset the alarms • maximum production can be manually set from 25% to 100% of the rated production (from 12.5% for model 180 kg/h) • patented antifoam algorithm (AFS) to prevent irregular operation due to the formation of foam inside the cylinder • daily and weekly on/off timers • up to 4 different daily automatic set points shall be editable • display of the supply water conductivity • selection of the language • selection of the units of measure (SI or Imperial) • the alarm relay logic shall be selectable (NO or NC) • alarm history (200 alarms) • the humidifier shall also be enabled/disabled from the keyboard • automatic check of valves, pump, water level sensor, presence of supply water at the start-up • automatic initial self-test • automatic management of the lack of supply water with automatic restart when the water is available again • pre-heating to keep the water warm in order to reduce the time to production (user-editable) • automatic anti-freezing cycle to protect the boiler’s water • the boiler(s) shall be automatically emptied in case of prolonged inactivity, with the inactivity time-out user-editable • estimation of the lime scale build-up through the fumes temperature probe (NTC) and automatic maintenance warning • start/stop of an external de-humidifier according to a user-editable %rH set point • it shall be possible to force each digital output for servicing • model 180 kg/h with 2 burners: selection between sequence and parallel duty of the burners • model 180 kg/h with 2 burners: burner rotation user selectable based on the running time difference (the rotation can be disabled, set to occur at the ignition or during the production) • optional: communication via LON®, BACnet™ over Ethernet, BACnet™ over IP, BACnet™ over MS/TP, TCP/IP, SNMP, DHCP, HTTP, FTP • optional: remote diagnostic via GSM • optional: wall-mounting %rH probe for civil environment (10 %rH … 90 %rH) • optional: %rH & temperature industrial probe min. IP54 (0 %rH … 100 %rH, - 10T70 °C) • optional: %rH probe for duct min. IP40 (10 %rH … 90 %rH) • optional: %rH limit probe for duct min. IP40 (0 %rH … 100 %rH) • optional: temperature probe min. IP55 (-30T90 °C) Main technical specs: Rated steam production …………….………kg/h Heat power input ………………………………..kW Gas G20/G25/G31 NOX class 5 (UG045, UG090) / 4 (UG180) Power supply 230 VAC 1-fase, max 300 W No. of steam outlets ……………………. Steam outlet diameter 40 mm Steam pressure 2000 Pa Supply water connection 3/4” G MALE Drain connection …………….……………..……40 mm Accessories for duct installations: Steam lance made of AISI304 with fitting flange and condensate outlet; length…….mm
UR
ENGLISH

## Steam absoprtion distance
INSTRUCTIONS: insert input data in grey cells. Results appear in green cells.
[10 empty] | ca | 1.006 | kJ/kg*°K
Input |  |  | External Air |  | Output
| Steam distributor |  |  | Temperature |  | Max kg/h per distributor
| DP085D40R0 |  |  | -5 |  | 25
| No. of distributors in the duct |  |  | Relative humidity |  | Distributor length (mm)
| 2 |  |  | 90% |  | 834
| Humidifier capacity (kg/h) |  |  |  |  | Air speed |  | # | code | L mm | Max kg/h
| 40 |  | Duct |  |  | 2.1044 |  | 1 | DP030D22RU | 300 | 4 | 0
[8 empty] | 2 | DP035D22R0 | 332 | 4 | 0
|  |  |  | Air flow V |  | Humidification distance (m) |  | 3 | DP045D22R0 | 438 | 6 | 0
|  |  |  | 10000 |  | 0.61 | = | 4 | DP060D22R0 | 597 | 9 | 0
[8 empty] | 5 | DP085D22R0 | 835 | 9 | 0
|  |  |  | Internal height C2 |  |  |  | 6 | DP030D30RU | 300 | 15 | 0
|  |  |  | 1100 |  |  |  | 7 | DP035D30R0 | 343 | 5 | 0
[8 empty] | 8 | DP045D30R0 | 427 | 8 | 0
|  |  |  | Internal width C1 |  |  |  | 9 | DP045D30RU | 450 | 15 | 0
|  |  |  | 1200 |  |  |  | 10 | DP060D30R0 | 596 | 12 | 0
[5 empty] | The humidification distance is calculated using the work of Gundacker |  |  | 11 | DP060D30RU | 600 | 15 | 0
[8 empty] | 12 | DP085D30R0 | 850 | 18 | 0
[8 empty] | 13 | DP105D30R0 | 1048 | 18 | 0
[8 empty] | 14 | DP125D30R0 | 1245 | 18 | 0
[8 empty] | 15 | DP165D30R0 | 1640 | 18 | 0
[8 empty] | 16 | DP060D40RU | 600 | 45 | 0
[8 empty] | 17 | DP085D40R0 | 834 | 25 | 17
[8 empty] | 18 | DP105D40R0 | 1015 | 35 | 0
[8 empty] | 19 | DP125D40R0 | 1222 | 45 | 0
[8 empty] | 20 | DP165D40R0 | 1636 | 45 | 0
[8 empty] | 21 | DP205D40R0 | 2025 | 45 | 0
17
[8 empty] | a | -5674.359 | -5800.2206 | c.s. aria J/(°C*g)= | 1.006
[8 empty] | b | 6.3925 | 1.3915 | c.s. vapo J/(°C*g)= | 1.805
[8 empty] | c | -0.0096778 | -0.04864 | c latente J/g= | 2501
[8 empty] | d | 6.2216e-07 | 4.1765e-05 | R Joule/Kmole*°K= | 8313.6
[8 empty] | e | 2.0748e-09 | -1.4452e-08 | coefficiente fs | 1.004
[8 empty] | f | -9.484e-13 | 0 | coefficiente psi | 0.62198
[8 empty] | g | 4.1635 | 6.546
[8 empty] | t in | -5 | t fin | 20 | density | 1.2046
[8 empty] | % in | 90% |  |  | Air velocity m/sec | 2.1044
[8 empty] | T in | 268.15 | T fin | 293.15 | d x | 3.3333
[8 empty] | Psat in | 402.0293 | Psat fin | 2338.8037 | x finale | 5.5713
[8 empty] | P atm | 101325 | x sat | 0.014756 | t finale | 20
[8 empty] | umi spec in kg/kg | 0.002238 | eff sat | 0.26628
Note on AG48: Raul Simonetti: Simonetti 27-10-10
Note on AG49: Raul Simonetti: Simonetti 27-10-10

## Currencies (hidden)
Eur
GBP | 0.73
CNY | 6.95

## Potenze (hidden)
Potenze UR |  |  |  | UG
UR002HD003 | D | 2 | 60 | -60 kW -
UR004HD003 | D | 3.3 | [5 empty] | 2 | 4 | 6 | 10 | 13 | 20 | 27 | 40 | 53 | 60 | 80
UR006HD003 | D | 4.7 |  |  |  |  | U | 2 | 3.6 | 4.8
UR006HK003 | K | 4.7 |  |  |  |  | D | 2 | 3.3 | 4.7
UR010HK003 | K | 7.4 |  |  |  |  | W |  |  | 4.8 | 8.1 |  | 16.2
UR013HK003 | K | 9.9 |  |  |  |  | K |  |  | 4.7 | 7.4 | 9.9 | 15.1 | 19.8
UR020HK003 | K | 15.1 |  |  |  |  | L |  |  | 4.7 | 7.4 | 10 | 15.2 | 20 | 30.5 | 40 | 45.7 | 60
UR027HK003 | K | 19.8 |  |  |  |  | M |  |  |  | 7.8 | 9.8 | 15.1 | 20.2 | 30.1 | 40.3 | 45.2 | 60.5
UR006HL003 | L | 4.7 |  |  |  |  | N |  |  |  |  | 9.7 | 15 | 19.8 | 30 | 39.6 | 45.1 | 59.4
UR010HL003 | L | 7.4
UR013HL003 | L | 10
UR020HL003 | L | 15.2
UR027HL003 | L | 20
UR040HL003 | L | 30.5
UR053HL003 | L | 40
UR060HL003 | L | 45.7
UR080HL003 | L | 60
UR010HM003 | M | 7.8
UR013HM003 | M | 9.8
UR020HM003 | M | 15.1
UR027HM003 | M | 20.2
UR040HM003 | M | 30.1
UR053HM003 | M | 40.3
UR060HM003 | M | 45.2
UR080HM003 | M | 60.5
UR002HD103 | D | 2
UR004HD103 | D | 3.3
UR006HD103 | D | 4.7
UR006HK103 | K | 4.7
UR010HK103 | K | 7.4
UR013HK103 | K | 9.9
UR020HK103 | K | 15.1
UR027HK103 | K | 19.8
UR006HL103 | L | 4.7
UR010HL103 | L | 7.4
UR013HL103 | L | 10
UR020HL103 | L | 15.2
UR027HL103 | L | 20
UR040HL103 | L | 30.5
UR053HL103 | L | 40
UR060HL103 | L | 45.7
UR080HL103 | L | 60
UR010HM103 | M | 7.8
UR013HM103 | M | 9.8
UR020HM103 | M | 15.1
UR027HM103 | M | 20.2
UR040HM103 | M | 30.1
UR053HM103 | M | 40.3
UR060HM103 | M | 45.2
UR080HM103 | M | 60.5
UE001YD001 | UE001 | 1.1 |  |  | UE001 | 1.1
UE001YDC01 | UE001 | 1.1 |  |  | UE003 | 2.2
UE001YU001 | UE001 | 1.1 |  |  | UE005 | 3.7
UE001YUC01 | UE001 | 1.1 |  |  | UE008 | 6
UE003YD001 | UE003 | 2.2 |  |  | UE009 | 6.7
UE003YDC01 | UE003 | 2.2 |  |  | UE010 | 7.5
UE003YK001 | UE003 | 2.2 |  |  | UE015 | 11.2
UE003YKC01 | UE003 | 2.2 |  |  | UE018 | 13.5
UE003YL001 | UE003 | 2.2 |  |  | UE025 | 18.7
UE003YLC01 | UE003 | 2.2 |  |  | UE035 | 26.2
UE003YM001 | UE003 | 2.2 |  |  | UE045 | 33.7
UE003YMC01 | UE003 | 2.2 |  |  | UE065 | 48.7
|  | #N/A |  |  | UE090 | 67.5
|  | #N/A |  |  | UE130 | 97.5
UE003YU001 | UE003 | 2.2
UE003YUC01 | UE003 | 2.2
UE003YW001 | UE003 | 2.2
UE003YWC01 | UE003 | 2.2
UE005YD001 | UE005 | 3.7
UE005YDC01 | UE005 | 3.7
UE005YK001 | UE005 | 3.7
UE005YKC01 | UE005 | 3.7
UE005YL001 | UE005 | 3.7
UE005YLC01 | UE005 | 3.7
UE005YM001 | UE005 | 3.7
UE005YMC01 | UE005 | 3.7
UE005YN001 | UE005 | 3.7
UE005YNC01 | UE005 | 3.7
UE005YU001 | UE005 | 3.7
UE005YUC01 | UE005 | 3.7
UE005YW001 | UE005 | 3.7
UE005YWC01 | UE005 | 3.7
UE008YK001 | UE008 | 6
UE008YKC01 | UE008 | 6
UE008YL001 | UE008 | 6
UE008YLC01 | UE008 | 6
UE008YM001 | UE008 | 6
UE008YMC01 | UE008 | 6
UE008YN001 | UE008 | 6
UE008YNC01 | UE008 | 6
UE008YW001 | UE008 | 6
UE008YWC01 | UE008 | 6
UE009YD001 | UE009 | 6.7
UE009YDC01 | UE009 | 6.7
UE009YU001 | UE009 | 6.7
UE009YUC01 | UE009 | 6.7
UE010YK001 | UE010 | 7.5
UE010YKC01 | UE010 | 7.5
UE010YL001 | UE010 | 7.5
UE010YLC01 | UE010 | 7.5
UE010YM001 | UE010 | 7.5
UE010YMC01 | UE010 | 7.5
UE010YN001 | UE010 | 7.5
UE010YNC01 | UE010 | 7.5
UE010YW001 | UE010 | 7.5
UE010YWC01 | UE010 | 7.5
UE015YK001 | UE015 | 11.2
UE015YKC01 | UE015 | 11.2
UE015YL001 | UE015 | 11.2
UE015YLC01 | UE015 | 11.2
UE015YM001 | UE015 | 11.2
UE015YMC01 | UE015 | 11.2
UE015YN001 | UE015 | 11.2
UE015YNC01 | UE015 | 11.2
UE015YW001 | UE015 | 11.2
UE015YWC01 | UE015 | 11.2
UE018YL001 | UE018 | 13.5
UE018YLC01 | UE018 | 13.5
UE018YM001 | UE018 | 13.5
UE018YMC01 | UE018 | 13.5
UE018YN001 | UE018 | 13.5
UE018YNC01 | UE018 | 13.5
UE025YK001 | UE025 | 18.7
UE025YKC01 | UE025 | 18.7
UE025YL001 | UE025 | 18.7
UE025YLC01 | UE025 | 18.7
UE025YM001 | UE025 | 18.7
UE025YMC01 | UE025 | 18.7
UE025YN001 | UE025 | 18.7
UE025YNC01 | UE025 | 18.7
UE025YW001 | UE025 | 18.7
UE025YWC01 | UE025 | 18.7
UE035YK001 | UE035 | 26.2
UE035YKC01 | UE035 | 26.2
UE035YL001 | UE035 | 26.2
UE035YLC01 | UE035 | 26.2
UE035YM001 | UE035 | 26.2
UE035YMC01 | UE035 | 26.2
UE035YN001 | UE035 | 26.2
UE035YNC01 | UE035 | 26.2
UE035YW001 | UE035 | 26.2
UE035YWC01 | UE035 | 26.2
UE045YK001 | UE045 | 33.7
UE045YKC01 | UE045 | 33.7
UE045YL001 | UE045 | 33.7
UE045YLC01 | UE045 | 33.7
UE045YM001 | UE045 | 33.7
UE045YMC01 | UE045 | 33.7
UE045YN001 | UE045 | 33.7
UE045YNC01 | UE045 | 33.7
UE045YW001 | UE045 | 33.7
UE045YWC01 | UE045 | 33.7
UE065YL001 | UE065 | 48.7
UE065YLC01 | UE065 | 48.7
UE065YM001 | UE065 | 48.7
UE065YMC01 | UE065 | 48.7
UE065YN001 | UE065 | 48.7
UE065YNC01 | UE065 | 48.7
UE001XD001 | UE001 | 1.1
UE001XDC01 | UE001 | 1.1
UE001XU001 | UE001 | 1.1
UE001XUC01 | UE001 | 1.1
UE003XD001 | UE003 | 2.2
UE003XDC01 | UE003 | 2.2
UE003XK001 | UE003 | 2.2
UE003XKC01 | UE003 | 2.2
UE003XL001 | UE003 | 2.2
UE003XLC01 | UE003 | 2.2
UE003XM001 | UE003 | 2.2
UE003XMC01 | UE003 | 2.2
#N/A
#N/A
UE003XU001 | UE003 | 2.2
UE003XUC01 | UE003 | 2.2
UE003XW001 | UE003 | 2.2
UE003XWC01 | UE003 | 2.2
UE005XD001 | UE005 | 3.7
UE005XDC01 | UE005 | 3.7
UE005XK001 | UE005 | 3.7
UE005XKC01 | UE005 | 3.7
UE005XL001 | UE005 | 3.7
UE005XLC01 | UE005 | 3.7
UE005XM001 | UE005 | 3.7
UE005XMC01 | UE005 | 3.7
UE005XN001 | UE005 | 3.7
UE005XNC01 | UE005 | 3.7
UE005XU001 | UE005 | 3.7
UE005XUC01 | UE005 | 3.7
UE005XW001 | UE005 | 3.7
UE005XWC01 | UE005 | 3.7
UE008XK001 | UE008 | 6
UE008XKC01 | UE008 | 6
UE008XL001 | UE008 | 6
UE008XLC01 | UE008 | 6
UE008XM001 | UE008 | 6
UE008XMC01 | UE008 | 6
UE008XN001 | UE008 | 6
UE008XNC01 | UE008 | 6
UE008XW001 | UE008 | 6
UE008XWC01 | UE008 | 6
UE009XD001 | UE009 | 6.7
UE009XDC01 | UE009 | 6.7
UE009XU001 | UE009 | 6.7
UE009XUC01 | UE009 | 6.7
UE010XK001 | UE010 | 7.5
UE010XKC01 | UE010 | 7.5
UE010XL001 | UE010 | 7.5
UE010XLC01 | UE010 | 7.5
UE010XM001 | UE010 | 7.5
UE010XMC01 | UE010 | 7.5
UE010XN001 | UE010 | 7.5
UE010XNC01 | UE010 | 7.5
UE010XW001 | UE010 | 7.5
UE010XWC01 | UE010 | 7.5
UE015XK001 | UE015 | 11.2
UE015XKC01 | UE015 | 11.2
UE015XL001 | UE015 | 11.2
UE015XLC01 | UE015 | 11.2
UE015XM001 | UE015 | 11.2
UE015XMC01 | UE015 | 11.2
UE015XN001 | UE015 | 11.2
UE015XNC01 | UE015 | 11.2
UE015XW001 | UE015 | 11.2
UE015XWC01 | UE015 | 11.2
UE018XL001 | UE018 | 13.5
UE018XLC01 | UE018 | 13.5
UE018XM001 | UE018 | 13.5
UE018XMC01 | UE018 | 13.5
UE018XN001 | UE018 | 13.5
UE018XNC01 | UE018 | 13.5
UE025XK001 | UE025 | 18.7
UE025XKC01 | UE025 | 18.7
UE025XL001 | UE025 | 18.7
UE025XLC01 | UE025 | 18.7
UE025XM001 | UE025 | 18.7
UE025XMC01 | UE025 | 18.7
UE025XN001 | UE025 | 18.7
UE025XNC01 | UE025 | 18.7
UE025XW001 | UE025 | 18.7
UE025XWC01 | UE025 | 18.7
UE035XK001 | UE035 | 26.2
UE035XKC01 | UE035 | 26.2
UE035XL001 | UE035 | 26.2
UE035XLC01 | UE035 | 26.2
UE035XM001 | UE035 | 26.2
UE035XMC01 | UE035 | 26.2
UE035XN001 | UE035 | 26.2
UE035XNC01 | UE035 | 26.2
UE035XW001 | UE035 | 26.2
UE035XWC01 | UE035 | 26.2
UE045XK001 | UE045 | 33.7
UE045XKC01 | UE045 | 33.7
UE045XL001 | UE045 | 33.7
UE045XLC01 | UE045 | 33.7
UE045XM001 | UE045 | 33.7
UE045XMC01 | UE045 | 33.7
UE045XN001 | UE045 | 33.7
UE045XNC01 | UE045 | 33.7
UE045XW001 | UE045 | 33.7
UE045XWC01 | UE045 | 33.7
UE065XL001 | UE065 | 48.7
UE065XLC01 | UE065 | 48.7
UE065XM001 | UE065 | 48.7
UE065XMC01 | UE065 | 48.7
UE065XN001 | UE065 | 48.7
UE065XNC01 | UE065 | 48.7
UE090XL001 | UE090 | 67.5
UE090XLC01 | UE090 | 67.5
UE090XM001 | UE090 | 67.5
UE090XMC01 | UE090 | 67.5
UE090XN001 | UE090 | 67.5
UE090XNC01 | UE090 | 67.5
UE130XL001 | UE130 | 97.5
UE130XLC01 | UE130 | 97.5
UE130XM001 | UE130 | 97.5
UE130XMC01 | UE130 | 97.5
UE130XN001 | UE130 | 97.5
UE130XNC01 | UE130 | 97.5
UG045HD003 |  | 0.11
UG090HD003 |  | 0.14
UG180HD003 |  | 0.19
UG045HD103 |  | 0.11
UG090HD103 |  | 0.14
UG180HD103 |  | 0.19

## Commissioning (hidden)
[7 empty] | Cod. Humid |  | Cod. WTS | Descrizione WTS | Cod. vaso | Descizione Vaso
|  | AVVIAMENTO |  |  |  | 50 Hz | UR002 | 25 l/h | ROC0605000 | Reverse osmosis system 60 l / h - 230V 50Hz - for steel | ROKC00KTVE | Kit expansion vessel with hoses and fittings | UG | Osmosi [codice] [l/h] | Vaso d’espansione [codice] [l/h]
|  | Prima/prime due macchine | Extra macchina successiva | Tecnical and practical support |  |  | UR004 | 25 l/h | ROC0605000 | Reverse osmosis system 60 l / h - 230V 50Hz - for steel | ROKC00KTVE | Kit expansion vessel with hoses and fittings
UE | HMCOMMKF0 | 200 | 50 | 250 |  |  | UR006 | 25 l/h | ROC0605000 | Reverse osmosis system 60 l / h - 230V 50Hz - for steel | ROKC00KTVE | Kit expansion vessel with hoses and fittings | UG045HD002 | ROL100*** 160 l/h | AUC2000000 200 l/h
UR | HMCOMMKF0 | 200 | 50 | 250 |  |  | UR010 | 25 l/h | ROC0605000 | Reverse osmosis system 60 l / h - 230V 50Hz - for steel | ROKC00KTVE | Kit expansion vessel with hoses and fittings | UG090HD002 | ROL100*** 160 l/h | AUC2000000 200 l/h
UG | HMCOMMKF0 | 400 | 100 | 450 |  |  | UR013 | 25 l/h | ROC0605000 | Reverse osmosis system 60 l / h - 230V 50Hz - for steel | ROKC00KTVE | Kit expansion vessel with hoses and fittings | UG0180HD002 | ROL320*** 320 l/h | AUC2000000 200 l/h
[7 empty] | UR020 | 80 l/h | ROC0605000 | Reverse osmosis system 60 l / h - 230V 50Hz - for steel | AUC2000000 | AUTOCLAVE 200 Liters (expansion vessel)
WTS | HMCOMMKF0 | 350 | 250 |  |  |  | UR027 | 80 l/h | ROC0605000 | Reverse osmosis system 60 l / h - 230V 50Hz - for steel | AUC2000000 | AUTOCLAVE 200 Liters (expansion vessel) | UR | Osmosi [codice] [l/h] | Vaso d’espansione [codice] [l/h]
[7 empty] | UR040 | 80 l/h | ROC0605000 | Reverse osmosis system 60 l / h - 230V 50Hz - for steel | AUC2000000 | AUTOCLAVE 200 Liters (expansion vessel) | UR002***01 | ROC0255000 | ROKC00KTVE 15 l/h
|  | 250 | 450 |  |  |  | UR053 | 80 l/h | ROC0605000 | Reverse osmosis system 60 l / h - 230V 50Hz - for steel | AUC3000000 | AUTOCLAVE 300 Liters (expansion vessel) | UR004***01 | ROC0255000 | ROKC00KTVE 15 l/h
[7 empty] | UR060 | 80 l/h | ROC0605000 | Reverse osmosis system 60 l / h - 230V 50Hz - for steel | AUC3000000 | AUTOCLAVE 300 Liters (expansion vessel) | UR006***01 | ROC0255000 | ROKC00KTVE 15 l/h
|  | Training- 2 h at yard |  |  |  |  | UR080 | 100 l/h | ROL1005U00 | Reverse osmosis system 100 l / h - 230V 50Hz - for steel | AUC3000000 | AUTOCLAVE 300 Liters (expansion vessel) | UR010***01 | ROC0255000 | ROKC00KTVE 15 l/h
|  | 125 |  |  |  | 60 Hz | UR002 | 25 l/h | ROC0606000 | Reverse osmosis system 60 l / h - 230V 60Hz - for steel | ROKC00KTVE | Kit expansion vessel with hoses and fittings | UR020***01 | ROL060***…85 l/h | AUC1000000 100 l/h
[7 empty] | UR004 | 25 l/h | ROC0606000 | Reverse osmosis system 60 l / h - 230V 60Hz - for steel | ROKC00KTVE | Kit expansion vessel with hoses and fittings | UR027***01 | ROL060***…85 l/h | AUC2000000 200 l/h
[7 empty] | UR006 | 25 l/h | ROC0606000 | Reverse osmosis system 60 l / h - 230V 60Hz - for steel | ROKC00KTVE | Kit expansion vessel with hoses and fittings | UR040***01 | ROL060***…85 l/h | AUC2000000 200 l/h
[7 empty] | UR010 | 25 l/h | ROC0606000 | Reverse osmosis system 60 l / h - 230V 60Hz - for steel | ROKC00KTVE | Kit expansion vessel with hoses and fittings | UR060***01 | ROL060***…85 l/h | AUC3000000 300 l/h
[7 empty] | UR013 | 25 l/h | ROC0606000 | Reverse osmosis system 60 l / h - 230V 60Hz - for steel | ROKC00KTVE | Kit expansion vessel with hoses and fittings | UR060***01 | ROL060***…85 l/h | AUC3000000 300 l/h
[7 empty] | UR020 | 80 l/h | ROC0606000 | Reverse osmosis system 60 l / h - 230V 60Hz - for steel | AUC2000000 | AUTOCLAVE 200 Liters (expansion vessel)
[7 empty] | UR027 | 80 l/h | ROC0606000 | Reverse osmosis system 60 l / h - 230V 60Hz - for steel | AUC2000000 | AUTOCLAVE 200 Liters (expansion vessel)
[7 empty] | UR040 | 80 l/h | ROC0606000 | Reverse osmosis system 60 l / h - 230V 60Hz - for steel | AUC2000000 | AUTOCLAVE 200 Liters (expansion vessel)
[5 empty] | UR |  | UR053 | 80 l/h | ROC0606000 | Reverse osmosis system 60 l / h - 230V 60Hz - for steel | AUC3000000 | AUTOCLAVE 300 Liters (expansion vessel)
[5 empty] | UR080 |  | UR060 | 80 l/h | ROC0606000 | Reverse osmosis system 60 l / h - 230V 60Hz - for steel | AUC3000000 | AUTOCLAVE 300 Liters (expansion vessel)
[7 empty] | UR080 | 100 l/h | ROL1006U00 | Reverse osmosis system 100 l / h - 230V 60Hz - for steel | AUC3000000 | AUTOCLAVE 300 Liters (expansion vessel)
[7 empty] | Codice umidif |  | Cod. Osmosi | Descrizione cod osmosi | Cod. Vaso espansione | descizione vaso di espansione
[6 empty] | 50 | UG045HD003 |  | ROL1005U00 | Reverse osmosis system 100 l / h - 230V 50Hz - for steel | AUC2000000 | Reverse osmosis system 100 l / h - 230V 50Hz - for steel
[7 empty] | UG090HD003 |  | ROL1005U00 | Reverse osmosis system 100 l / h - 230V 50Hz - for steel | AUC2000000 | Reverse osmosis system 100 l / h - 230V 50Hz - for steel
[7 empty] | UG180HD003 |  | ROL3205U00 | Reverse osmosis system 320 l / h - 230V 50Hz - for steel | AUC2000000 | Reverse osmosis system 320 l / h - 230V 50Hz - for steel
[6 empty] | 60 | UG045HD103 |  | ROL1006U00 | Reverse osmosis system 100 l / h - 230V 60Hz - for steel | AUC2000000 | Reverse osmosis system 100 l / h - 230V 60Hz - for steel
[7 empty] | UG090HD103 |  | ROL1006U00 | Reverse osmosis system 100 l / h - 230V 60Hz - for steel | AUC2000000 | Reverse osmosis system 100 l / h - 230V 60Hz - for steel
[7 empty] | UG180HD103 |  | ROL3206U00 | Reverse osmosis system 320 l / h - 230V 60Hz - for steel | AUC2000000 | Reverse osmosis system 320 l / h - 230V 60Hz - for steel
[9 empty] | ROL0605U00 | Reverse osmosis system 60 l / h - 230V 60Hz - for steel
[9 empty] | ROL0606U00 | WTS compact 25 KG/H with pump

## DP (hidden)
Soluzione | Soluzione |  |  | lunghezza DP | lunghezza DP | portata max DP | diametro in DP | Portata min per il DP | DP ha diametro = hum? | DP ci stà in condotta? | DP portata sufficiente? | Portata min per il DP | # DP da usare | Con raccordo? |  | Con raccordo? | Quale raccordo? | Per tabella selection | #raccordi |  | UR080 | 2 |  | 80 |  | 40 | 30
0 | 0 | 1 | DP085D22R0 | 835 | 850 | 9 | 22 | 1.5 | 0 | 1 | 0 | 1 | 1 | [5 empty] | 0.5 | diametro | 40 |  |  |  |  | UEKY40X400 | UEKY000000
0 | 0 | 1 | DP060D22R0 | 597 | 600 | 9 | 22 | 1.5 | 0 | 1 | 0 | 1 | 1 | [5 empty] | 0.5
0 | 0 | 1 | DP045D22R0 | 438 | 450 | 6 | 22 | 1.5 | 0 | 1 | 0 | 1 | 1 | [5 empty] | 0.5 |  |  | UE001 | UE003 | UE005 | UE008 | UE009 | UE010 | UE015 | UE018 | UE025 | UE035 | UE045 | UE065 | UE090 | UE130 | UR002 | UR004 | UR006 | UR010 | UR013 | UR020 | UR027 | UR040 | UR053 | UR060 | UR080 | UG045 | UG090 | UG180
0 | 0 | 1 | DP035D22R0 | 332 | 350 | 4 | 22 | 1.5 | 0 | 1 | 0 | 1 | 1 | [5 empty] | 0.5 |  | diametro umidificatore: | 22 | 22 | 30 | 30 | 30 | 30 | 30 | 30 | 40 | 40 | 40 |  |  |  | 30 | 30 | 30 | 30 | 30 | 40 | 40 | 40 | 40 |  | 40
0 | 0 | 1 | DP165D30R0 | 1640 | 1650 | 18 | 30 | 10 | 0 | 0 | 0 | 1 | 1 | [5 empty] | 0.5 |  | # uscite umidificatore | 1 | 1 | 1 | 1 | 1 | 1 | 1 | 1 | 1 | 1 | 1 | 2 | 2 | 4 | 1 | 1 | 1 | 1 | 1 | 1 | 1 | 1 | 2 | 2 | 2 | 2 | 2 | 4
0 | 0 | 1 | DP125D30R0 | 1245 | 1250 | 18 | 30 | 5 | 0 | 0 | 0 | 1 | 1 | [5 empty] | 0.5 | [12 empty] | 2
0 | 0 | 1 | DP105D30R0 | 1048 | 1050 | 18 | 30 | 5 | 0 | 1 | 0 | 1 | 1 | [5 empty] | 0.5
0 | 0 | 1 | DP085D30R0 | 850 | 850 | 18 | 30 | 5 | 0 | 1 | 0 | 1 | 1 | [5 empty] | 0.5 |  |  | Gestione delle eccezioni
0 | 0 | 1 | DP060D30R0 | 596 | 600 | 12 | 30 | 5 | 0 | 1 | 0 | 1 | 1 | [5 empty] | 0.5 |  |  | UE035 | codice che può usare entrambi i raccordi; test nella riga 38, per diametro DP e tipo di raccordo)
0 | 0 | 1 | DP045D30R0 | 427 | 450 | 8 | 30 | 5 | 0 | 1 | 0 | 1 | 1 | [5 empty] | 0.5
0 | 0 | 1 | DP035D30R0 | 343 | 350 | 5 | 30 | 5 | 0 | 1 | 0 | 1 | 1 | [5 empty] | 0.5 |  |  | UE045 | 400V, 3phase |  | eccezione UE045
0 | 0 | 1 | DP205D40R0 | 2025 | 2050 | 45 | 40 | 35 | 1 | 0 | 0 | 1 | 1 |  |  |  | 0 |  | 0.5 |  |  |  | 230V, 3phase
0 | 0 | 1 | DP165D40R0 | 1636 | 1650 | 45 | 40 | 35 | 1 | 0 | 0 | 1 | 1 |  |  |  | 0 |  | 0.5 |  |  | UE025 | codice che può usare entrambi i raccordi; test nella riga 38, per diametro DP e tipo di raccordo)
0 | 0 | 1 | DP125D40R0 | 1222 | 1250 | 45 | 40 | 20 | 1 | 0 | 0 | 1 | 1 |  |  |  | 0 |  | 0.5
0 | 0 | 1 | DP105D40R0 | 1015 | 1050 | 35 | 40 | 20 | 1 | 1 | 0 | 1 | 1 | [5 empty] | 0.5
0 | 0 | 1 | DP085D40R0 | 834 | 850 | 25 | 40 | 20 | 1 | 1 | 0 | 1 | 1 | [5 empty] | 0.5
0 | 0 | 1 | DP060D40RU | 600 | 625 | 45 | 40 | 5 | 1 | 1 | 0 | 1 | 1 |  |  |  | 0 |  | 0.5
0 | 0 | 1 | DP060D30RU | 600 | 625 | 15 | 30 | 4 | 0 | 1 | 0 | 1 | 1 | [5 empty] | 0.5
0 | 0 | 1 | DP045D30RU | 450 | 475 | 15 | 30 | 2 | 0 | 1 | 0 | 1 | 1 | [5 empty] | 0.5
0 | 0 | 1 | DP030D30RU | 300 | 330 | 15 | 30 | 2 | 0 | 1 | 0 | 1 | 1 | [5 empty] | 0.5
0 | 0 | 1 | DP030D22RU | 300 | 330 | 4 | 22 | 1.5 | 0 | 1 | 0 | 1 | 1 | [5 empty] | 0.5
0 | 0 | 0 | DP085D22R0 | 835 | 850 | 9 | 22 | 200 | 0 | 1 | 0 | 0 | 2 | 0 | 0 | 0 | 0 |  | 1
0 | 0 | 0 | DP060D22R0 | 597 | 600 | 9 | 22 | 200 | 0 | 1 | 0 | 0 | 2 | 0 | 0 | 0 | 0 |  | 1
0 | 0 | 0 | DP045D22R0 | 438 | 450 | 6 | 22 | 200 | 0 | 1 | 0 | 0 | 2 | 0 | 0 | 0 | 0 |  | 1
0 | 0 | 0 | DP035D22R0 | 332 | 350 | 4 | 22 | 200 | 0 | 1 | 0 | 0 | 2 | 0 | 0 | 0 | 0 |  | 1
0 | 0 | 0 | DP165D30R0 | 1640 | 1650 | 18 | 30 | 0 | 0 | 0 | 0 | 1 | 2 | 0 | 0 | 0 | 0 |  | 1 | diametro | 40
0 | 0 | 0 | DP125D30R0 | 1245 | 1250 | 18 | 30 | 20 | 0 | 0 | 0 | 1 | 2 | 0 | 0 | 0 | 0 |  | 1 |  |  | UE001 | UE003 | UE005 | UE008 | UE009 | UE010 | UE015 | UE018 | UE025 | UE035 | UE045 | UE065 | UE090 | UE130 | UR002 | UR004 | UR006 | UR010 | UR013 | UR020 | UR027 | UR040 | UR053 | UR060 | UR080 | UG045 | UG090 | UG180
0 | 0 | 0 | DP105D30R0 | 1048 | 1050 | 18 | 30 | 20 | 0 | 1 | 0 | 1 | 2 | 0 | 0 | 0 | 0 |  | 1 |  | diametro umidificatore: | [8 empty] | 30 | 30 | 40 | 40 | 40 | 40 |  |  |  |  | 30 | 30 | 30 | 40 | 40 | 40 | 40 | 40 | 40
0 | 0 | 0 | DP085D30R0 | 850 | 850 | 18 | 30 | 20 | 0 | 1 | 0 | 1 | 2 | 0 | 0 | 0 | 0 |  | 1
0 | 0 | 0 | DP060D30R0 | 596 | 600 | 12 | 30 | 20 | 0 | 1 | 0 | 1 | 2 | 0 | 0 | 0 | 0 |  | 1
0 | 0 | 0 | DP045D30R0 | 427 | 450 | 8 | 30 | 200 | 0 | 1 | 0 | 0 | 2 | 0 | 0 | 0 | 0 |  | 1
0 | 0 | 0 | DP035D30R0 | 343 | 350 | 5 | 30 | 200 | 0 | 1 | 0 | 0 | 2 | 0 | 0 | 0 | 0 |  | 1
0 | 0 | 0 | DP205D40R0 | 2025 | 2050 | 45 | 40 | 65 | 1 | 0 | 1 | 1 | 2 | 0 | 0 | 0 | 0 |  | 1
0 | 0 | 0 | DP165D40R0 | 1636 | 1650 | 45 | 40 | 45 | 1 | 0 | 1 | 1 | 2 | 0 | 0 | 0 | 0 |  | 1
0 | 0 | 0 | DP125D40R0 | 1222 | 1250 | 45 | 40 | 45 | 1 | 0 | 1 | 1 | 2 | 0 | 0 | 0 | 0 |  | 1
0 | 0 | 0 | DP105D40R0 | 1015 | 1050 | 35 | 40 | 40 | 1 | 1 | 0 | 1 | 2 | 0 | 0 | 0 | 0 |  | 1
0 | 0 | 0 | DP085D40R0 | 834 | 850 | 25 | 40 | 35 | 1 | 1 | 0 | 1 | 2 | 0 | 0 | 0 | 0 |  | 1
1 | 1 | 1 | DP060D40RU | 600 | 625 | 45 | 40 | 45 | 1 | 1 | 1 | 1 | 2 | 0 | 1 | 0 | 0 |  | 1
0 | 0 | 0 | DP060D30RU | 600 | 625 | 15 | 30 | 20 | 0 | 1 | 0 | 1 | 2 | 0 | 0 | 0 | 0 |  | 1
0 | 0 | 0 | DP045D30RU | 450 | 475 | 15 | 30 | 20 | 0 | 1 | 0 | 1 | 2 | 0 | 0 | 0 | 0 |  | 1
0 | 0 | 0 | DP030D30RU | 300 | 330 | 15 | 30 | 200 | 0 | 1 | 0 | 0 | 2 | 0 | 0 | 0 | 0 |  | 1
0 | 0 | 0 | DP030D22RU | 300 | 330 | 4 | 22 | 200 | 0 | 1 | 0 | 0 | 2 | 0 | 0 | 0 | 0 |  | 1 |  | 40
0 | 0 | 0 | DP085D22R0 | 835 | 850 | 9 | 22 | 200 | 0 | 1 | 0 | 0 | 4 | 1 | 0 | 0 | 0 |  | 2 |  |  | UE001 | UE003 | UE005 | UE008 | UE009 | UE010 | UE015 | UE018 | UE025 | UE035 | UE045 | UE065 | UE090 | UE130 | UR002 | UR004 | UR006 | UR010 | UR013 | UR020 | UR027 | UR040 | UR053 | UR060 | UR080 | UG045 | UG090 | UG180
0 | 0 | 0 | DP060D22R0 | 597 | 600 | 9 | 22 | 200 | 0 | 1 | 0 | 0 | 4 | 1 | 0 | 0 | 0 |  | 2 |  | diametro umidificatore: | [11 empty] | 40 | 40 | 40 |  |  |  |  | 30 |  |  |  | 40 | 40 | 40 |  | 40 | 40
0 | 0 | 0 | DP045D22R0 | 438 | 450 | 6 | 22 | 200 | 0 | 1 | 0 | 0 | 4 | 1 | 0 | 0 | 0 |  | 2
0 | 0 | 0 | DP035D22R0 | 332 | 350 | 4 | 22 | 200 | 0 | 1 | 0 | 0 | 4 | 1 | 0 | 0 | 0 |  | 2
0 | 0 | 0 | DP165D30R0 | 1640 | 1650 | 18 | 30 | 200 | 0 | 0 | 0 | 0 | 4 | 1 | 0 | 0 | 0 |  | 2
0 | 0 | 0 | DP125D30R0 | 1245 | 1250 | 18 | 30 | 200 | 0 | 0 | 0 | 0 | 4 | 1 | 0 | 0 | 0 |  | 2
0 | 0 | 0 | DP105D30R0 | 1048 | 1050 | 18 | 30 | 200 | 0 | 1 | 0 | 0 | 4 | 1 | 0 | 0 | 0 |  | 2
0 | 0 | 0 | DP085D30R0 | 850 | 850 | 18 | 30 | 200 | 0 | 1 | 0 | 0 | 4 | 1 | 0 | 0 | 0 |  | 2
0 | 0 | 0 | DP060D30R0 | 596 | 600 | 12 | 30 | 200 | 0 | 1 | 0 | 0 | 4 | 1 | 0 | 0 | 0 |  | 2
0 | 0 | 0 | DP045D30R0 | 427 | 450 | 8 | 30 | 200 | 0 | 1 | 0 | 0 | 4 | 1 | 0 | 0 | 0 |  | 2
0 | 0 | 0 | DP035D30R0 | 343 | 350 | 5 | 30 | 200 | 0 | 1 | 0 | 0 | 4 | 1 | 0 | 0 | 0 |  | 2
0 | 0 | 0 | DP205D40R0 | 2025 | 2050 | 45 | 40 | 130 | 1 | 0 | 1 | 0 | 4 | 1 | 0 | 0 | 0 |  | 2
0 | 0 | 0 | DP165D40R0 | 1636 | 1650 | 45 | 40 | 130 | 1 | 0 | 1 | 0 | 4 | 1 | 0 | 0 | 0 |  | 2 |  |  | UE001 | UE003 | UE005 | UE008 | UE009 | UE010 | UE015 | UE018 | UE025 | UE035 | UE045 | UE065 | UE090 | UE130 | UR002 | UR004 | UR006 | UR010 | UR013 | UR020 | UR027 | UR040 | UR053 | UR060 | UR080 | UG045 | UG090 | UG180
0 | 0 | 0 | DP125D40R0 | 1222 | 1250 | 45 | 40 | 130 | 1 | 0 | 1 | 0 | 4 | 1 | 0 | 0 | 0 |  | 2 |  | portate | 1.5 | 3 | 5 | 8 | 9 | 10 | 15 | 18 | 25 | 35 | 45 | 65 | 90 | 130 | 2 | 4 | 6 | 10 | 13 | 20 | 27 | 40 | 53 | 60 | 80 | 45 | 90 | 180
0 | 0 | 0 | DP105D40R0 | 1015 | 1050 | 35 | 40 | 90 | 1 | 1 | 1 | 0 | 4 | 1 | 0 | 0 | 0 |  | 2
1 | 1 | 1 | DP085D40R0 | 834 | 850 | 25 | 40 | 60 | 1 | 1 | 1 | 1 | 4 | 1 | 1 | 1 | UEKY40X400 | UEKY40X400 | 2
0 | 0 | 0 | DP060D40RU | 600 | 625 | 45 | 40 | 130 | 1 | 1 | 1 | 0 | 4 | 1 | 0 | 0 | 0 |  | 2
0 | 0 | 0 | DP060D30RU | 600 | 625 | 15 | 30 | 200 | 0 | 1 | 0 | 0 | 4 | 1 | 0 | 0 | 0 |  | 2
0 | 0 | 0 | DP045D30RU | 450 | 475 | 15 | 30 | 200 | 0 | 1 | 0 | 0 | 4 | 1 | 0 | 0 | 0 |  | 2
0 | 0 | 0 | DP030D30RU | 300 | 330 | 15 | 30 | 200 | 0 | 1 | 0 | 0 | 4 | 1 | 0 | 0 | 0 |  | 2
0 | 0 | 0 | DP030D22RU | 300 | 330 | 4 | 22 | 200 | 0 | 1 | 0 | 0 | 4 | 1 | 0 | 0 | 0 |  | 2
0
0
0
0
0
0
0
0
Note on Y1: Diego Guidolin: numero uscite umidificatore
Note on AA1: Sofia Coin: Portata dell'umidificatore
Note on I23: Sofia Coin: inserisco un valore fittizio (=200), in modo che non venga selezionato come possibile soluzione
Note on O23: Sofia Controllo se il numero di uscite dell'umidificatore è maggiore del numero di DP se 0 il numero di uscite dell'umidificatore è uguale o maggiore al numero di DP, quindi non serve un raccirdi
Note on S23: Sofia Coin: SE il diametro di uscita dell'umidificatore è 40, ma il match con 2 DP consente di usare DP di diamtero 30, significa che uso un raccordo 30,40,40. se l'umidificatore ha una uscita diametro 40, e consente il match con 2 ucite 40 40, allora c'è un raccordo 40,40,40
Note on O24: Sofia Controllo se il numero di uscite dell'umidificatore è maggiore del numero di DP se 0 il numero di uscite dell'umidificatore è uguale o maggiore al numero di DP, quindi non serve un raccirdi
Note on O25: Sofia Controllo se il numero di uscite dell'umidificatore è maggiore del numero di DP se 0 il numero di uscite dell'umidificatore è uguale o maggiore al numero di DP, quindi non serve un raccirdi
Note on O26: Sofia Controllo se il numero di uscite dell'umidificatore è maggiore del numero di DP se 0 il numero di uscite dell'umidificatore è uguale o maggiore al numero di DP, quindi non serve un raccirdi
Note on O27: Sofia Controllo se il numero di uscite dell'umidificatore è maggiore del numero di DP se 0 il numero di uscite dell'umidificatore è uguale o maggiore al numero di DP, quindi non serve un raccirdi
Note on O28: Sofia Controllo se il numero di uscite dell'umidificatore è maggiore del numero di DP se 0 il numero di uscite dell'umidificatore è uguale o maggiore al numero di DP, quindi non serve un raccirdi
Note on O29: Sofia Controllo se il numero di uscite dell'umidificatore è maggiore del numero di DP se 0 il numero di uscite dell'umidificatore è uguale o maggiore al numero di DP, quindi non serve un raccirdi
Note on O30: Sofia Controllo se il numero di uscite dell'umidificatore è maggiore del numero di DP se 0 il numero di uscite dell'umidificatore è uguale o maggiore al numero di DP, quindi non serve un raccirdi
Note on O31: Sofia Controllo se il numero di uscite dell'umidificatore è maggiore del numero di DP se 0 il numero di uscite dell'umidificatore è uguale o maggiore al numero di DP, quindi non serve un raccirdi
Note on O32: Sofia Controllo se il numero di uscite dell'umidificatore è maggiore del numero di DP se 0 il numero di uscite dell'umidificatore è uguale o maggiore al numero di DP, quindi non serve un raccirdi
Note on O33: Sofia Controllo se il numero di uscite dell'umidificatore è maggiore del numero di DP se 0 il numero di uscite dell'umidificatore è uguale o maggiore al numero di DP, quindi non serve un raccirdi
Note on O34: Sofia Controllo se il numero di uscite dell'umidificatore è maggiore del numero di DP se 0 il numero di uscite dell'umidificatore è uguale o maggiore al numero di DP, quindi non serve un raccirdi
Note on O35: Sofia Controllo se il numero di uscite dell'umidificatore è maggiore del numero di DP se 0 il numero di uscite dell'umidificatore è uguale o maggiore al numero di DP, quindi non serve un raccirdi
Note on O36: Sofia Controllo se il numero di uscite dell'umidificatore è maggiore del numero di DP se 0 il numero di uscite dell'umidificatore è uguale o maggiore al numero di DP, quindi non serve un raccirdi
Note on O37: Sofia Controllo se il numero di uscite dell'umidificatore è maggiore del numero di DP se 0 il numero di uscite dell'umidificatore è uguale o maggiore al numero di DP, quindi non serve un raccirdi
Note on J38: Sofia Coin: test per eccezione UE035, che è l'unico codice che può usare entrambi i raccordi
Note on O38: Sofia Controllo se il numero di uscite dell'umidificatore è maggiore del numero di DP se 0 il numero di uscite dell'umidificatore è uguale o maggiore al numero di DP, quindi non serve un raccirdi
Note on O39: Sofia Controllo se il numero di uscite dell'umidificatore è maggiore del numero di DP se 0 il numero di uscite dell'umidificatore è uguale o maggiore al numero di DP, quindi non serve un raccirdi
Note on O40: Sofia Controllo se il numero di uscite dell'umidificatore è maggiore del numero di DP se 0 il numero di uscite dell'umidificatore è uguale o maggiore al numero di DP, quindi non serve un raccirdi
Note on O41: Sofia Controllo se il numero di uscite dell'umidificatore è maggiore del numero di DP se 0 il numero di uscite dell'umidificatore è uguale o maggiore al numero di DP, quindi non serve un raccirdi
Note on O42: Sofia Controllo se il numero di uscite dell'umidificatore è maggiore del numero di DP se 0 il numero di uscite dell'umidificatore è uguale o maggiore al numero di DP, quindi non serve un raccirdi
Note on O43: Sofia Controllo se il numero di uscite dell'umidificatore è maggiore del numero di DP se 0 il numero di uscite dell'umidificatore è uguale o maggiore al numero di DP, quindi non serve un raccirdi
Note on O44: Sofia Controllo se il numero di uscite dell'umidificatore è maggiore del numero di DP se 0 il numero di uscite dell'umidificatore è uguale o maggiore al numero di DP, quindi non serve un raccirdi
Note on Q44: Sofia Coin: Con questa colonna controllo che non ci sia già un match con 2 DP. Es. UR060 ha un match con 2 DP, cod. DP105D4R=; se non inserisco questa colonna, mi darebbe che ha un match anche con 4 DP dello stesso codice; invece non è così.
Note on O45: Sofia Controllo se il numero di uscite dell'umidificatore è maggiore del numero di DP se 0 il numero di uscite dell'umidificatore è uguale o maggiore al numero di DP, quindi non serve un raccirdi
Note on O46: Sofia Controllo se il numero di uscite dell'umidificatore è maggiore del numero di DP se 0 il numero di uscite dell'umidificatore è uguale o maggiore al numero di DP, quindi non serve un raccirdi
Note on O47: Sofia Controllo se il numero di uscite dell'umidificatore è maggiore del numero di DP se 0 il numero di uscite dell'umidificatore è uguale o maggiore al numero di DP, quindi non serve un raccirdi
Note on O48: Sofia Controllo se il numero di uscite dell'umidificatore è maggiore del numero di DP se 0 il numero di uscite dell'umidificatore è uguale o maggiore al numero di DP, quindi non serve un raccirdi
Note on O49: Sofia Controllo se il numero di uscite dell'umidificatore è maggiore del numero di DP se 0 il numero di uscite dell'umidificatore è uguale o maggiore al numero di DP, quindi non serve un raccirdi
Note on O50: Sofia Controllo se il numero di uscite dell'umidificatore è maggiore del numero di DP se 0 il numero di uscite dell'umidificatore è uguale o maggiore al numero di DP, quindi non serve un raccirdi
Note on O51: Sofia Controllo se il numero di uscite dell'umidificatore è maggiore del numero di DP se 0 il numero di uscite dell'umidificatore è uguale o maggiore al numero di DP, quindi non serve un raccirdi
Note on O52: Sofia Controllo se il numero di uscite dell'umidificatore è maggiore del numero di DP se 0 il numero di uscite dell'umidificatore è uguale o maggiore al numero di DP, quindi non serve un raccirdi
Note on O53: Sofia Controllo se il numero di uscite dell'umidificatore è maggiore del numero di DP se 0 il numero di uscite dell'umidificatore è uguale o maggiore al numero di DP, quindi non serve un raccirdi
Note on O54: Sofia Controllo se il numero di uscite dell'umidificatore è maggiore del numero di DP se 0 il numero di uscite dell'umidificatore è uguale o maggiore al numero di DP, quindi non serve un raccirdi
Note on O55: Sofia Controllo se il numero di uscite dell'umidificatore è maggiore del numero di DP se 0 il numero di uscite dell'umidificatore è uguale o maggiore al numero di DP, quindi non serve un raccirdi
Note on O56: Sofia Controllo se il numero di uscite dell'umidificatore è maggiore del numero di DP se 0 il numero di uscite dell'umidificatore è uguale o maggiore al numero di DP, quindi non serve un raccirdi
Note on O57: Sofia Controllo se il numero di uscite dell'umidificatore è maggiore del numero di DP se 0 il numero di uscite dell'umidificatore è uguale o maggiore al numero di DP, quindi non serve un raccirdi
Note on O58: Sofia Controllo se il numero di uscite dell'umidificatore è maggiore del numero di DP se 0 il numero di uscite dell'umidificatore è uguale o maggiore al numero di DP, quindi non serve un raccirdi
Note on O59: Sofia Controllo se il numero di uscite dell'umidificatore è maggiore del numero di DP se 0 il numero di uscite dell'umidificatore è uguale o maggiore al numero di DP, quindi non serve un raccirdi
Note on O60: Sofia Controllo se il numero di uscite dell'umidificatore è maggiore del numero di DP se 0 il numero di uscite dell'umidificatore è uguale o maggiore al numero di DP, quindi non serve un raccirdi
Note on O61: Sofia Controllo se il numero di uscite dell'umidificatore è maggiore del numero di DP se 0 il numero di uscite dell'umidificatore è uguale o maggiore al numero di DP, quindi non serve un raccirdi
Note on O62: Sofia Controllo se il numero di uscite dell'umidificatore è maggiore del numero di DP se 0 il numero di uscite dell'umidificatore è uguale o maggiore al numero di DP, quindi non serve un raccirdi
Note on O63: Sofia Controllo se il numero di uscite dell'umidificatore è maggiore del numero di DP se 0 il numero di uscite dell'umidificatore è uguale o maggiore al numero di DP, quindi non serve un raccirdi
Note on O64: Sofia Controllo se il numero di uscite dell'umidificatore è maggiore del numero di DP se 0 il numero di uscite dell'umidificatore è uguale o maggiore al numero di DP, quindi non serve un raccirdi

## release (hidden)
from 4.01 to 4.03
sheet | cells | description
sheet CODICI: | B274-B435 | changed version of UR*. From UR*2 to UR*3